## 00_Executive_Summary
KALASIN ENGINEERING xCIP-1545 PROJECT (Ref: x2608003)
CHASSIS C1 - C8 TO DESTINATION JUNCTION BOX ROUTING DIRECTORY
1. CHASSIS SYSTEM SUMMARY (C1 - C8 OVERVIEW)
Chassis ID | Chassis Description | Physical Location / Enclosure | Configured Slots | Total Points | Active Points | Spare Points | DI | DO | AI | AO / BUS
C1 | Main Controller Rack (Chassis 1) | Control Cabinet CA1 (Main Control Room) | 12 | 228 | 138 | 90 | 128 | 64 | 32 | 0
C2 | Main Expansion Rack (Chassis 2) | Control Cabinet CA1 (Main Control Room) | 11 | 286 | 203 | 83 | 157 | 96 | 32 | 0
C3 | Remote I/O Rack 1 (Chassis 3) | RIO Cabinet / Field Enclosure (Spray Dryer 3rd/7th Floor) | 9 | 109 | 70 | 39 | 16 | 32 | 52 | 8
C4 | Remote I/O Rack 2 (Chassis 4) | RIO Cabinet / Field Enclosure (Spray Dryer 6th/8th Floor) | 5 | 89 | 44 | 45 | 48 | 24 | 16 | 0
C5 | Remote I/O Station 5 - RIO-200 (Chassis 5) | Slurry Building Enclosure (Slurry - Out Building 2nd Floor) | 5 | 113 | 57 | 56 | 64 | 32 | 16 | 0
C6 | Motor Control Interface (Chassis 6) | Motor Control Center (MCC Room Ground Floor) | 2 | 18 | 18 | 0 | 10 | 8 | 0 | 0
C7 | MCC & Bus Supervisory Rack (Chassis 7) | Motor Control Center (MCC Room Ground Floor) | 8 | 226 | 158 | 68 | 118 | 88 | 0 | 20
C8 | Intrinsically Safe Sub-System (Chassis 8) | IS Galvanic Barrier Enclosures (Field Ex Zones) | 7 | 149 | 75 | 74 | 95 | 8 | 46 | 0
TOTAL | All Chassis (C1 - C8 Combined) | - | 59 | 1218 | 763 | 455 | 636 | 352 | 194 | 28
2. DESTINATION JUNCTION BOX & CABINET DIRECTORY
Destination JB / Cabinet | Plant Location | Description / Process Role | Feeding Chassis | Connected Slots | Total Signals | Active Signals | Spare Signals | DI | DO | AI/AO/BUS
CA1 | Main Control Room | Main Control Automation Cabinet (Central PLC Cabinets) | C1, C2, C3, C4, C5 | 10 slots (C1S00, C1S01, C1S02, C1S03, C1S04, ...) | 40 | 0 | 40 | 16 | 16 | 0
IS-JB-603 | Spray Dryer 3rd Floor (IS) | Intrinsically Safe Junction Box (Ex Rated Chamber) | C8 | C8S01, C8S05 | 32 | 22 | 10 | 16 | 0 | 16
IS-JB-608 | Spray Dryer 8th Floor (IS) | Intrinsically Safe Junction Box (Ex Top Level) | C8 | C8S01, C8S04, C8S06 | 32 | 14 | 18 | 16 | 8 | 8
IS-JB-612 | Packing Tower 2nd Floor (IS) | Intrinsically Safe Junction Box (Ex Lower Tower) | C8 | C8S02, C8S06 | 41 | 17 | 24 | 31 | 0 | 10
IS-JB-618 | Packing Tower 8th Floor (IS) | Intrinsically Safe Junction Box (Ex Upper Tower) | C8 | C8S03, C8S07 | 44 | 22 | 22 | 32 | 0 | 12
JB-401 | Infeed 2nd Floor | Infeed Process Junction Box (Raw Materials & Wet Prep) | C1 | C1S04, C1S05, C1S06, C1S08, C1S09, C1S10 | 112 | 85 | 27 | 64 | 32 | 16
JB-402 | Jet Cooker 2nd Floor | Jet Cooker & Thermal Cooking Junction Box | C2, C3 | C2S01, C2S06, C2S09, C3S11 | 65 | 41 | 24 | 32 | 16 | 17
JB-601 | Spray Dryer 1st Floor | Spray Dryer Base & Atomizer Discharge Junction Box | C1, C7 | 8 slots (C1S06, C1S07, C1S09, C1S11, C7S00, ...) | 85 | 58 | 27 | 51 | 17 | 17
JB-602 | Spray Dryer 3rd Floor | Spray Dryer Chamber Lower Junction Box | C2, C3 | C2S02, C2S06, C2S10, C3S06, C3S11 | 82 | 57 | 25 | 32 | 16 | 34
JB-606 | Spray Dryer 6th Floor | Spray Dryer Middle Body & Filter Junction Box | C4 | C4S01, C4S04, C4S05 | 26 | 7 | 19 | 16 | 8 | 2
JB-607 | Spray Dryer 7th Floor | Spray Dryer Cyclone & Exhaust System Junction Box | C2, C3, C7 | 9 slots (C2S03, C2S04, C2S05, C2S07, C2S08, ...) | 195 | 151 | 44 | 93 | 64 | 38
JB-608 | Spray Dryer 8th Floor | Spray Dryer Top Air Dispenser & Scrubber Junction Box | C4 | C4S05 | 6 | 1 | 5 | 0 | 0 | 6
JB-612 | Packing Tower 2nd Floor | Packing Tower Lower Transfer Junction Box | C4, C7 | C4S02, C4S04, C4S05, C7S00 | 57 | 37 | 20 | 32 | 16 | 9
JB-618 | Packing Tower 8th Floor | Packing Tower Upper Cyclone & Dehumidifier Junction Box | C3 | C3S01, C3S02, C3S03, C3S05 | 52 | 25 | 27 | 16 | 32 | 4
MCC | MCC Room Ground Floor | Main Motor Control Center & VFD Inverter Switchgear | C6, C7 | 10 slots (C6S05, C6S06, C7S00, C7S01, C7S02, ...) | 237 | 169 | 68 | 125 | 95 | 17
RIO-200 | Slurry Out-Building 2nd Fl | Remote Slurry Processing Building RIO Station | C5 | C5S01, C5S02, C5S03, C5S04 | 112 | 57 | 55 | 64 | 32 | 16

## 01_Slot_to_JB_Schedule
CHASSIS C1 TO C8: COMPLETE SLOT-TO-DESTINATION ROUTING SCHEDULE
Chassis | Slot | Slot Tag | Hardware Module | Signal Type | Destination JB | JB Location | Total Pts | Active Pts | Spare Pts | Sample Active Loops / Tags
C1 | Slot 00 | C1S00 | 1756-L950TPSXT | CPU | CA1 | Main Control Room | 1 | 0 | 1 | All Spares / Reserve
C1 | Slot 01 | C1S01 | 1756-EN4TR | ETH-1 | CA1 | Main Control Room | 1 | 0 | 1 | All Spares / Reserve
C1 | Slot 02 | C1S02 | 1756-EN4TR | ETH-2 | CA1 | Main Control Room | 1 | 0 | 1 | All Spares / Reserve
C1 | Slot 03 | C1S03 | 1756-EN4TR | ETH-3 | CA1 | Main Control Room | 1 | 0 | 1 | All Spares / Reserve
C1 | Slot 04 | C1S04 | 1756-IB32 | DI | CA1 | Main Control Room | 16 | 0 | 16 | All Spares / Reserve
C1 | Slot 04 | C1S04 | 1756-IB32 | DI | JB-401 | Infeed 2nd Floor | 16 | 16 | 0 | FSL-40201, FSL-40202, FT-40201, FT-40202 (+12 more)
C1 | Slot 05 | C1S05 | 1756-IB32 | DI | JB-401 | Infeed 2nd Floor | 32 | 32 | 0 | XV-40201D, XV-40201D, XV-40201E, XV-40201E (+28 more)
C1 | Slot 06 | C1S06 | 1756-IB32 | DI | JB-401 | Infeed 2nd Floor | 16 | 2 | 14 | XV-40203E, XV-40203E
C1 | Slot 06 | C1S06 | 1756-IB32 | DI | JB-601 | Spray Dryer 1st Floor | 16 | 10 | 6 | ES-60202, FS-60205, LSL-60201, SV-60201 (+6 more)
C1 | Slot 07 | C1S07 | 1756-IB32 | DI | JB-601 | Spray Dryer 1st Floor | 32 | 23 | 9 | XA-60202A, XA-60202B, XA-60202C, XA-60202D (+19 more)
C1 | Slot 08 | C1S08 | 1756-OB32 | DO | CA1 | Main Control Room | 16 | 0 | 16 | All Spares / Reserve
C1 | Slot 08 | C1S08 | 1756-OB32 | DO | JB-401 | Infeed 2nd Floor | 16 | 16 | 0 | XV-40202E, XV-40202F, XV-40202G, XV-40202H (+12 more)
C1 | Slot 09 | C1S09 | 1756-OB32 | DO | JB-401 | Infeed 2nd Floor | 16 | 8 | 8 | XV-40201E, XV-40201F, XV-40201G, XV-40201H (+4 more)
C1 | Slot 09 | C1S09 | 1756-OB32 | DO | JB-601 | Spray Dryer 1st Floor | 16 | 12 | 4 | SV-60201, SV-60202, SV-60230, SV-60203 (+8 more)
C1 | Slot 10 | C1S10 | 1756-IF16 | AI | JB-401 | Infeed 2nd Floor | 16 | 11 | 5 | FT-40201, FT-40201, FT-40202, LT-40203 (+7 more)
C1 | Slot 11 | C1S11 | 1756-IF16 | AI | JB-601 | Spray Dryer 1st Floor | 16 | 8 | 8 | DPI-60240, DPT-60202, FT-60201, FT-60204 (+4 more)
C2 | Slot 00 | C2S00 | 1756-EN4TR | ETH-1 | CA1 | Main Control Room | 1 | 0 | 1 | All Spares / Reserve
C2 | Slot 01 | C2S01 | 1756-IB32 | DI | JB-402 | Jet Cooker 2nd Floor | 32 | 24 | 8 | FS-40204, FS-40205, FT-40221, FT-40222 (+20 more)
C2 | Slot 02 | C2S02 | 1756-IB32 | DI | JB-602 | Spray Dryer 3rd Floor | 32 | 23 | 9 | FT-60202, LSH-60251, PSL-60220, TSH-60230 (+19 more)
C2 | Slot 03 | C2S03 | 1756-IB32 | DI | JB-607 | Spray Dryer 7th Floor | 29 | 29 | 0 | XA-FH-60210A, XA-FH-60210B, XA-FH-60210C, XA-FH-60210D (+25 more)
C2 | Slot 04 | C2S04 | 1756-IB32 | DI | JB-607 | Spray Dryer 7th Floor | 32 | 32 | 0 | XV-60261FC, XV-60261FC, XV-60264SQ, XV-60264SQ (+28 more)
C2 | Slot 05 | C2S05 | 1756-IB32 | DI | JB-607 | Spray Dryer 7th Floor | 32 | 20 | 12 | XV-60262SH, XV-60262SH, XV-60263, XV-60263 (+16 more)
C2 | Slot 06 | C2S06 | 1756-OB32 | DO | JB-402 | Jet Cooker 2nd Floor | 16 | 9 | 7 | XV-40203F, XV-40204B, XV-40204C, XV-40205A (+5 more)
C2 | Slot 06 | C2S06 | 1756-OB32 | DO | JB-602 | Spray Dryer 3rd Floor | 16 | 3 | 13 | XS-60240B, XV-60214, XV-60241
C2 | Slot 07 | C2S07 | 1756-OB32 | DO | JB-607 | Spray Dryer 7th Floor | 32 | 31 | 1 | SV-60207, XS-FH-60210C, XS-FH-60210D, XV-60201 (+27 more)
C2 | Slot 08 | C2S08 | 1756-OB32 | DO | JB-607 | Spray Dryer 7th Floor | 32 | 9 | 23 | XV-60264, XV-60264FN, XV-60264FP, XV-60264FQ (+5 more)
C2 | Slot 09 | C2S09 | 1756-IF16 | AI | JB-402 | Jet Cooker 2nd Floor | 16 | 7 | 9 | FT-40221, FT-40221, FT-40222, FT-40222 (+3 more)
C2 | Slot 10 | C2S10 | 1756-IF16 | AI | JB-602 | Spray Dryer 3rd Floor | 16 | 16 | 0 | AT-60241, DPT-60203, FT-60202, PT-60210 (+12 more)
C3 | Slot 00 | C3S00 | 1756-EN4TR | ETH-1 | CA1 | Main Control Room | 1 | 0 | 1 | All Spares / Reserve
C3 | Slot 01 | C3S01 | 1756-IB32 | DI | JB-618 | Packing Tower 8th Floor | 11 | 7 | 4 | DV-61301, DV-61301, DV-61302, DV-61302 (+3 more)
C3 | Slot 02 | C3S02 | 1756-IB32 | DI | JB-618 | Packing Tower 8th Floor | 5 | 5 | 0 | PSL-61311, SV-61304, SV-61304, XV-61301 (+1 more)
C3 | Slot 03 | C3S03 | 1756-OB32 | DO | JB-618 | Packing Tower 8th Floor | 32 | 9 | 23 | DV-61301, DV-61302, SV-61301, SV-61302 (+5 more)
C3 | Slot 05 | C3S05 | 1756-IF16 | AI | JB-618 | Packing Tower 8th Floor | 4 | 4 | 0 | PT-61303, PT-61306, TT-61303, TT-61304
C3 | Slot 06 | C3S06 | 1756-N2 | AI | JB-602 | Spray Dryer 3rd Floor | 16 | 13 | 3 | TT-60215B, TT-60216, TT-60240, TT-60241A (+9 more)
C3 | Slot 07 | C3S07 | 1756-N2 | AI | JB-607 | Spray Dryer 7th Floor | 16 | 16 | 0 | FT-60207, FT-60221, FT-60261FA, FT-60261FB (+12 more)
C3 | Slot 08 | C3S08 | 1756-N2 | AI | JB-607 | Spray Dryer 7th Floor | 16 | 11 | 5 | FT-60264FQ, FT-60264FR, PT-60201, PT-60207 (+7 more)
C3 | Slot 11 | C3S11 | 1756-N2 | AO | JB-402 | Jet Cooker 2nd Floor | 1 | 1 | 0 | TCV-40222
C3 | Slot 11 | C3S11 | 1756-N2 | AO | JB-602 | Spray Dryer 3rd Floor | 2 | 2 | 0 | TV-60202, TV-60214
C3 | Slot 11 | C3S11 | 1756-N2 | AO | JB-607 | Spray Dryer 7th Floor | 5 | 2 | 3 | PV-60201, UY-FH-60210B
C4 | Slot 00 | C4S00 | 1756-EN4TR | ETH-1 | CA1 | Main Control Room | 1 | 0 | 1 | All Spares / Reserve
C4 | Slot 01 | C4S01 | 1756-IB32 | DI | JB-606 | Spray Dryer 6th Floor | 16 | 4 | 12 | FT-60203, LSH-60250, XA-60261, XA-60262
C4 | Slot 02 | C4S02 | 1756-IB32 | DI | JB-612 | Packing Tower 2nd Floor | 32 | 17 | 15 | PSL-61305, PSL-61306, PVM-61301, PVM-61301 (+13 more)
C4 | Slot 04 | C4S04 | 1756-OB32 | DO | JB-606 | Spray Dryer 6th Floor | 8 | 1 | 7 | SV-60220
C4 | Slot 04 | C4S04 | 1756-OB32 | DO | JB-612 | Packing Tower 2nd Floor | 16 | 15 | 1 | PVM-61301, PVM-61301, SV-61307, SV-61308 (+11 more)
C4 | Slot 05 | C4S05 | 1756-IF16 | AI | JB-606 | Spray Dryer 6th Floor | 2 | 2 | 0 | DPT-60201, FT-60203
C4 | Slot 05 | C4S05 | 1756-IF16 | AI | JB-608 | Spray Dryer 8th Floor | 6 | 1 | 5 | TT-60245
C4 | Slot 05 | C4S05 | 1756-IF16 | AI | JB-612 | Packing Tower 2nd Floor | 8 | 4 | 4 | PT-61302, PT-61309, PT-61302, PT-61309
C5 | Slot 00 | C5S00 | 1756-EN4TR | ETH-1 | CA1 | Main Control Room | 1 | 0 | 1 | All Spares / Reserve
C5 | Slot 01 | C5S01 | 1756-IB32 | DI | RIO-200 | Slurry Out-Building 2nd Fl | 32 | 32 | 0 | FS-20201, FT-913201, FT-936201, FT-936202 (+28 more)
C5 | Slot 02 | C5S02 | 1756-IB32 | DI | RIO-200 | Slurry Out-Building 2nd Fl | 32 | 8 | 24 | XV-20211, XV-20211, XV-20212, XV-20212 (+4 more)
C5 | Slot 03 | C5S03 | 1756-OB32 | DO | RIO-200 | Slurry Out-Building 2nd Fl | 32 | 8 | 24 | XA-92201, XV-20201, XV-20202, XV-20203 (+4 more)
C5 | Slot 04 | C5S04 | 1756-IF16 | AI | RIO-200 | Slurry Out-Building 2nd Fl | 16 | 9 | 7 | EXT-BIILER, FT-913201, FT-913201, FT-936201 (+5 more)
C6 | Slot 05 | C6S05 | 1756-OB32 | DO | MCC | MCC Room Ground Floor | 8 | 8 | 0 | PCM-2030, PCM-2030, PCM-2031, PCM-2031 (+4 more)
C6 | Slot 06 | C6S06 | 1756-IB32 | DI | MCC | MCC Room Ground Floor | 10 | 10 | 0 | PCM-2030, PCM-2030, PCM-2031, PCM-2031 (+6 more)
C7 | Slot 00 | C7S00 | Fieldbus Comm | BUS | JB-601 | Spray Dryer 1st Floor | 1 | 1 | 0 | PCY-60205
C7 | Slot 00 | C7S00 | Fieldbus Comm | BUS | JB-607 | Spray Dryer 7th Floor | 1 | 1 | 0 | COM-FH-60210B
C7 | Slot 00 | C7S00 | Fieldbus Comm | BUS | JB-612 | Packing Tower 2nd Floor | 1 | 1 | 0 | Communication Signal
C7 | Slot 00 | C7S00 | Fieldbus Comm | BUS | MCC | MCC Room Ground Floor | 17 | 17 | 0 | ATY-40201, ATY-40202, ATY-40203, BFY-60206 (+13 more)
C7 | Slot 01 | C7S01 | 1756-IB32 | DI | MCC | MCC Room Ground Floor | 32 | 24 | 8 | ATY-40201, ATY-40201, ATY-40201, ATY-40202 (+20 more)
C7 | Slot 02 | C7S02 | 1756-IB32 | DI | JB-601 | Spray Dryer 1st Floor | 2 | 2 | 0 | PCY-60205, PCY-60205
C7 | Slot 02 | C7S02 | 1756-IB32 | DI | MCC | MCC Room Ground Floor | 30 | 30 | 0 | PCM-60205-4, PCM-60205-5, PCM-60205-5, RVM-60201 (+26 more)
C7 | Slot 03 | C7S03 | 1756-IB32 | DI | JB-601 | Spray Dryer 1st Floor | 1 | 1 | 0 | PCY-60205
C7 | Slot 03 | C7S03 | 1756-IB32 | DI | MCC | MCC Room Ground Floor | 25 | 25 | 0 | RVM-61302, RVM-61302, RVM-61303, RVM-61303 (+21 more)
C7 | Slot 04 | C7S04 | 1756-IB32 | DI | MCC | MCC Room Ground Floor | 28 | 0 | 28 | All Spares / Reserve
C7 | Slot 05 | C7S05 | 1756-OB32 | DO | MCC | MCC Room Ground Floor | 32 | 24 | 8 | ATY-40201, ATY-40202, ATY-40203, PCY-40201 (+20 more)
C7 | Slot 06 | C7S06 | 1756-OB32 | DO | JB-601 | Spray Dryer 1st Floor | 1 | 1 | 0 | PCY-60205
C7 | Slot 06 | C7S06 | 1756-OB32 | DO | MCC | MCC Room Ground Floor | 31 | 31 | 0 | BFY-60240, PCY-60215, XS-60240A, XS-60241A (+27 more)
C7 | Slot 07 | C7S07 | 1756-OB32 | DO | MCC | MCC Room Ground Floor | 24 | 0 | 24 | All Spares / Reserve
C8 | Slot 01 | C8S01 | 1756-IB32 | DI | IS-JB-603 | Spray Dryer 3rd Floor (IS) | 16 | 15 | 1 | AT-40201, AT-40202, AT-40203, LSH-60230 (+11 more)
C8 | Slot 01 | C8S01 | 1756-IB32 | DI | IS-JB-608 | Spray Dryer 8th Floor (IS) | 16 | 7 | 9 | ZS-60201A, ZS-60201B, ZS-60231C, ZS-60231D (+3 more)
C8 | Slot 02 | C8S02 | 1756-IB32 | DI | IS-JB-612 | Packing Tower 2nd Floor (IS) | 31 | 15 | 16 | ISV-61303, ISV-61304, LSH-61304, LSH-61305 (+11 more)
C8 | Slot 03 | C8S03 | 1756-IB32 | DI | IS-JB-618 | Packing Tower 8th Floor (IS) | 32 | 13 | 19 | ISV-61301, LSH-61301, LSH-61303, LSH-61306 (+9 more)
C8 | Slot 04 | C8S04 | 1756-OB32 | DO | IS-JB-608 | Spray Dryer 8th Floor (IS) | 8 | 1 | 7 | XA-60201
C8 | Slot 05 | C8S05 | 1756-IF16 | AI | IS-JB-603 | Spray Dryer 3rd Floor (IS) | 16 | 7 | 9 | PT-60230, PT-60231, TT-60224, TT-60225 (+3 more)
C8 | Slot 06 | C8S06 | 1756-IF16 | AI | IS-JB-608 | Spray Dryer 8th Floor (IS) | 8 | 6 | 2 | PT-60220, TT-60220, TT-60221, TT-60222 (+2 more)
C8 | Slot 06 | C8S06 | 1756-IF16 | AI | IS-JB-612 | Packing Tower 2nd Floor (IS) | 10 | 2 | 8 | DPT-61310, DPT-61312
C8 | Slot 07 | C8S07 | 1756-IF16 | AI | IS-JB-618 | Packing Tower 8th Floor (IS) | 12 | 9 | 3 | DPT-61301, DPT-61302, LT-61301, PT-61301 (+5 more)

## 02_JB_to_Chassis_Matrix
DESTINATION JUNCTION BOX TO CHASSIS FEEDING MATRIX
Destination JB | Location / Area | C1 | C2 | C3 | C4 | C5 | C6 | C7 | C8 | Total Points
CA1 | Main Control Room | 36 | 1 | 1 | 1 | 1 | - | - | - | 40
IS-JB-603 | Spray Dryer 3rd Floor (IS) | - | - | - | - | - | - | - | 32 | 32
IS-JB-608 | Spray Dryer 8th Floor (IS) | - | - | - | - | - | - | - | 32 | 32
IS-JB-612 | Packing Tower 2nd Floor (IS) | - | - | - | - | - | - | - | 41 | 41
IS-JB-618 | Packing Tower 8th Floor (IS) | - | - | - | - | - | - | - | 44 | 44
JB-401 | Infeed 2nd Floor | 112 | - | - | - | - | - | - | - | 112
JB-402 | Jet Cooker 2nd Floor | - | 64 | 1 | - | - | - | - | - | 65
JB-601 | Spray Dryer 1st Floor | 80 | - | - | - | - | - | 5 | - | 85
JB-602 | Spray Dryer 3rd Floor | - | 64 | 18 | - | - | - | - | - | 82
JB-606 | Spray Dryer 6th Floor | - | - | - | 26 | - | - | - | - | 26
JB-607 | Spray Dryer 7th Floor | - | 157 | 37 | - | - | - | 1 | - | 195
JB-608 | Spray Dryer 8th Floor | - | - | - | 6 | - | - | - | - | 6
JB-612 | Packing Tower 2nd Floor | - | - | - | 56 | - | - | 1 | - | 57
JB-618 | Packing Tower 8th Floor | - | - | 52 | - | - | - | - | - | 52
MCC | MCC Room Ground Floor | - | - | - | - | - | 18 | 219 | - | 237
RIO-200 | Slurry Out-Building 2nd Fl | - | - | - | - | 112 | - | - | - | 112

## 03_Master_Point_Schedule
C1-C8 MASTER POINT SCHEDULE (ALL 1,218 CHANNELS WITH DESTINATION JBs)
Chassis | Slot | Point | Terminal | Hardware Card | Signal Type | Instrument Tag | Instrument Description | Destination JB | Location | Floor | P&ID No. | Status
C1 | Slot 00 | 0 | C1S00-X1 | 1756-L950TPSXT | CPU | SPARE | Spare Reserve Channel | CA1 | Main Control Cabinet | - | - | SPARE
C1 | Slot 01 | 0 | C1S01-X1 | 1756-EN4TR | ETH-1 | SPARE | Spare Reserve Channel | CA1 | Main Control Cabinet | - | - | SPARE
C1 | Slot 02 | 0 | C1S02-X1 | 1756-EN4TR | ETH-2 | SPARE | Spare Reserve Channel | CA1 | Main Control Cabinet | - | - | SPARE
C1 | Slot 03 | 0 | C1S03-X1 | 1756-EN4TR | ETH-3 | SPARE | Spare Reserve Channel | CA1 | Main Control Cabinet | - | - | SPARE
C1 | Slot 04 | 0 | C1S04-X1 | 1756-IB32 | DI | SPARE | Spare Reserve Channel | CA1 | Main Control Cabinet | - | - | SPARE
C1 | Slot 04 | 1 | C1S04-X1 | 1756-IB32 | DI | SPARE | Spare Reserve Channel | CA1 | Main Control Cabinet | - | - | SPARE
C1 | Slot 04 | 2 | C1S04-X1 | 1756-IB32 | DI | SPARE | Spare Reserve Channel | CA1 | Main Control Cabinet | - | - | SPARE
C1 | Slot 04 | 3 | C1S04-X1 | 1756-IB32 | DI | SPARE | Spare Reserve Channel | CA1 | Main Control Cabinet | - | - | SPARE
C1 | Slot 04 | 4 | C1S04-X1 | 1756-IB32 | DI | SPARE | Spare Reserve Channel | CA1 | Main Control Cabinet | - | - | SPARE
C1 | Slot 04 | 5 | C1S04-X1 | 1756-IB32 | DI | SPARE | Spare Reserve Channel | CA1 | Main Control Cabinet | - | - | SPARE
C1 | Slot 04 | 6 | C1S04-X1 | 1756-IB32 | DI | SPARE | Spare Reserve Channel | CA1 | Main Control Cabinet | - | - | SPARE
C1 | Slot 04 | 7 | C1S04-X1 | 1756-IB32 | DI | SPARE | Spare Reserve Channel | CA1 | Main Control Cabinet | - | - | SPARE
C1 | Slot 04 | 8 | C1S04-X1 | 1756-IB32 | DI | SPARE | Spare Reserve Channel | CA1 | Main Control Cabinet | - | - | SPARE
C1 | Slot 04 | 9 | C1S04-X1 | 1756-IB32 | DI | SPARE | Spare Reserve Channel | CA1 | Main Control Cabinet | - | - | SPARE
C1 | Slot 04 | 10 | C1S04-X1 | 1756-IB32 | DI | SPARE | Spare Reserve Channel | CA1 | Main Control Cabinet | - | - | SPARE
C1 | Slot 04 | 11 | C1S04-X1 | 1756-IB32 | DI | SPARE | Spare Reserve Channel | CA1 | Main Control Cabinet | - | - | SPARE
C1 | Slot 04 | 12 | C1S04-X1 | 1756-IB32 | DI | SPARE | Spare Reserve Channel | CA1 | Main Control Cabinet | - | - | SPARE
C1 | Slot 04 | 13 | C1S04-X1 | 1756-IB32 | DI | SPARE | Spare Reserve Channel | CA1 | Main Control Cabinet | - | - | SPARE
C1 | Slot 04 | 14 | C1S04-X1 | 1756-IB32 | DI | SPARE | Spare Reserve Channel | CA1 | Main Control Cabinet | - | - | SPARE
C1 | Slot 04 | 15 | C1S04-X1 | 1756-IB32 | DI | SPARE | Spare Reserve Channel | CA1 | Main Control Cabinet | - | - | SPARE
C1 | Slot 04 | 16 | C1S04-X2 | 1756-IB32 | DI | FSL-40201 | Flow Switch | JB-401 | Infeed 2nd Floor | 1st | - | ACTIVE
C1 | Slot 04 | 17 | C1S04-X2 | 1756-IB32 | DI | FSL-40202 | Flow Switch | JB-401 | Infeed 2nd Floor | 1st | - | ACTIVE
C1 | Slot 04 | 18 | C1S04-X2 | 1756-IB32 | DI | FT-40201 | Coriolis Flow Transmitter | JB-401 | Infeed 2nd Floor | 1st | 325-01-400-PD-02 | ACTIVE
C1 | Slot 04 | 19 | C1S04-X2 | 1756-IB32 | DI | FT-40202 | Magnetic Flow Transmitter | JB-401 | Infeed 2nd Floor | 1st | 325-01-400-PD-02 | ACTIVE
C1 | Slot 04 | 20 | C1S04-X2 | 1756-IB32 | DI | HV-40201 | Manual Valve With Position Switch | JB-401 | Infeed 2nd Floor | 1st | 325-01-400-PD-01 | ACTIVE
C1 | Slot 04 | 21 | C1S04-X2 | 1756-IB32 | DI | HV-40202 | Manual Valve With Position Switch | JB-401 | Infeed 2nd Floor | 1st | 325-01-400-PD-01 | ACTIVE
C1 | Slot 04 | 22 | C1S04-X2 | 1756-IB32 | DI | HV-40203 | Manual Valve With Position Switch | JB-401 | Infeed 2nd Floor | 1st | 325-01-400-PD-01 | ACTIVE
C1 | Slot 04 | 23 | C1S04-X2 | 1756-IB32 | DI | HV-40204 | Manual Valve With Position Switch | JB-401 | Infeed 2nd Floor | 1st | 325-01-400-PD-01 | ACTIVE
C1 | Slot 04 | 24 | C1S04-X2 | 1756-IB32 | DI | HV-40205 | Manual Valve With Position Switch | JB-401 | Infeed 2nd Floor | 1st | 325-01-400-PD-01 | ACTIVE
C1 | Slot 04 | 25 | C1S04-X2 | 1756-IB32 | DI | HV-40206 | Manual Valve With Position Switch | JB-401 | Infeed 2nd Floor | 1st | 325-01-400-PD-01 | ACTIVE
C1 | Slot 04 | 26 | C1S04-X2 | 1756-IB32 | DI | XV-40201A | - | JB-401 | Infeed 2nd Floor | 1st | - | ACTIVE
C1 | Slot 04 | 27 | C1S04-X2 | 1756-IB32 | DI | XV-40201A | - | JB-401 | Infeed 2nd Floor | 1st | - | ACTIVE
C1 | Slot 04 | 28 | C1S04-X2 | 1756-IB32 | DI | XV-40201B | - | JB-401 | Infeed 2nd Floor | 1st | 325-01-400-PD-01 | ACTIVE
C1 | Slot 04 | 29 | C1S04-X2 | 1756-IB32 | DI | XV-40201B | - | JB-401 | Infeed 2nd Floor | 1st | 325-01-400-PD-01 | ACTIVE
C1 | Slot 04 | 30 | C1S04-X2 | 1756-IB32 | DI | XV-40201C | - | JB-401 | Infeed 2nd Floor | 1st | 325-01-400-PD-01 | ACTIVE
C1 | Slot 04 | 31 | C1S04-X2 | 1756-IB32 | DI | XV-40201C | - | JB-401 | Infeed 2nd Floor | 1st | 325-01-400-PD-01 | ACTIVE
C1 | Slot 05 | 0 | C1S05-X1 | 1756-IB32 | DI | XV-40201D | - | JB-401 | Infeed 2nd Floor | 1st | 325-01-400-PD-01 | ACTIVE
C1 | Slot 05 | 1 | C1S05-X1 | 1756-IB32 | DI | XV-40201D | - | JB-401 | Infeed 2nd Floor | 1st | 325-01-400-PD-01 | ACTIVE
C1 | Slot 05 | 2 | C1S05-X1 | 1756-IB32 | DI | XV-40201E | - | JB-401 | Infeed 2nd Floor | 1st | 325-01-400-PD-01 | ACTIVE
C1 | Slot 05 | 3 | C1S05-X1 | 1756-IB32 | DI | XV-40201E | - | JB-401 | Infeed 2nd Floor | 1st | 325-01-400-PD-01 | ACTIVE
C1 | Slot 05 | 4 | C1S05-X1 | 1756-IB32 | DI | XV-40201F | - | JB-401 | Infeed 2nd Floor | 1st | 325-01-400-PD-01 | ACTIVE
C1 | Slot 05 | 5 | C1S05-X1 | 1756-IB32 | DI | XV-40201F | - | JB-401 | Infeed 2nd Floor | 1st | 325-01-400-PD-01 | ACTIVE
C1 | Slot 05 | 6 | C1S05-X1 | 1756-IB32 | DI | XV-40201G | - | JB-401 | Infeed 2nd Floor | 1st | 325-01-400-PD-01 | ACTIVE
C1 | Slot 05 | 7 | C1S05-X1 | 1756-IB32 | DI | XV-40201G | - | JB-401 | Infeed 2nd Floor | 1st | 325-01-400-PD-01 | ACTIVE
C1 | Slot 05 | 8 | C1S05-X1 | 1756-IB32 | DI | XV-40201H | - | JB-401 | Infeed 2nd Floor | 1st | 325-01-400-PD-01 | ACTIVE
C1 | Slot 05 | 9 | C1S05-X1 | 1756-IB32 | DI | XV-40201H | - | JB-401 | Infeed 2nd Floor | 1st | 325-01-400-PD-01 | ACTIVE
C1 | Slot 05 | 11 | C1S05-X1 | 1756-IB32 | DI | XV-40202A | - | JB-401 | Infeed 2nd Floor | 1st | 325-01-400-PD-01 | ACTIVE
C1 | Slot 05 | 12 | C1S05-X1 | 1756-IB32 | DI | XV-40202B | - | JB-401 | Infeed 2nd Floor | 1st | 325-01-400-PD-01 | ACTIVE
C1 | Slot 05 | 13 | C1S05-X1 | 1756-IB32 | DI | XV-40202B | - | JB-401 | Infeed 2nd Floor | 1st | 325-01-400-PD-01 | ACTIVE
C1 | Slot 05 | 14 | C1S05-X1 | 1756-IB32 | DI | XV-40202C | - | JB-401 | Infeed 2nd Floor | 1st | 325-01-400-PD-01 | ACTIVE
C1 | Slot 05 | 15 | C1S05-X1 | 1756-IB32 | DI | XV-40202C | - | JB-401 | Infeed 2nd Floor | 1st | 325-01-400-PD-01 | ACTIVE
C1 | Slot 05 | 16 | C1S05-X2 | 1756-IB32 | DI | XV-40202D | - | JB-401 | Infeed 2nd Floor | 1st | 325-01-400-PD-01 | ACTIVE
C1 | Slot 05 | 17 | C1S05-X2 | 1756-IB32 | DI | XV-40202D | - | JB-401 | Infeed 2nd Floor | 1st | 325-01-400-PD-01 | ACTIVE
C1 | Slot 05 | 18 | C1S05-X2 | 1756-IB32 | DI | XV-40202E | - | JB-401 | Infeed 2nd Floor | 1st | 325-01-400-PD-01 | ACTIVE
C1 | Slot 05 | 19 | C1S05-X2 | 1756-IB32 | DI | XV-40202A | - | JB-401 | Infeed 2nd Floor | 1st | 325-01-400-PD-01 | ACTIVE
C1 | Slot 05 | 19 | C1S05-X2 | 1756-IB32 | DI | XV-40202E | - | JB-401 | Infeed 2nd Floor | 1st | 325-01-400-PD-01 | ACTIVE
C1 | Slot 05 | 20 | C1S05-X2 | 1756-IB32 | DI | XV-40202F | - | JB-401 | Infeed 2nd Floor | 1st | 325-01-400-PD-01 | ACTIVE
C1 | Slot 05 | 21 | C1S05-X2 | 1756-IB32 | DI | XV-40202F | - | JB-401 | Infeed 2nd Floor | 1st | 325-01-400-PD-01 | ACTIVE
C1 | Slot 05 | 22 | C1S05-X2 | 1756-IB32 | DI | XV-40202G | - | JB-401 | Infeed 2nd Floor | 1st | 325-01-400-PD-01 | ACTIVE
C1 | Slot 05 | 23 | C1S05-X2 | 1756-IB32 | DI | XV-40202G | - | JB-401 | Infeed 2nd Floor | 1st | 325-01-400-PD-01 | ACTIVE
C1 | Slot 05 | 24 | C1S05-X2 | 1756-IB32 | DI | XV-40202H | - | JB-401 | Infeed 2nd Floor | 1st | 325-01-400-PD-01 | ACTIVE
C1 | Slot 05 | 25 | C1S05-X2 | 1756-IB32 | DI | XV-40202H | - | JB-401 | Infeed 2nd Floor | 1st | 325-01-400-PD-01 | ACTIVE
C1 | Slot 05 | 26 | C1S05-X2 | 1756-IB32 | DI | XV-40203B | - | JB-401 | Infeed 2nd Floor | 1st | 325-01-400-PD-02 | ACTIVE
C1 | Slot 05 | 27 | C1S05-X2 | 1756-IB32 | DI | XV-40203B | - | JB-401 | Infeed 2nd Floor | 1st | 325-01-400-PD-02 | ACTIVE
C1 | Slot 05 | 28 | C1S05-X2 | 1756-IB32 | DI | XV-40203C | - | JB-401 | Infeed 2nd Floor | 1st | 325-01-400-PD-02 | ACTIVE
C1 | Slot 05 | 29 | C1S05-X2 | 1756-IB32 | DI | XV-40203C | - | JB-401 | Infeed 2nd Floor | 1st | 325-01-400-PD-02 | ACTIVE
C1 | Slot 05 | 30 | C1S05-X2 | 1756-IB32 | DI | XV-40203D | - | JB-401 | Infeed 2nd Floor | 1st | 325-01-400-PD-02 | ACTIVE
C1 | Slot 05 | 31 | C1S05-X2 | 1756-IB32 | DI | XV-40203D | - | JB-401 | Infeed 2nd Floor | 1st | 325-01-400-PD-02 | ACTIVE
C1 | Slot 06 | 0 | C1S06-X1 | 1756-IB32 | DI | XV-40203E | - | JB-401 | Infeed 2nd Floor | 1st | 325-01-400-PD-02 | ACTIVE
C1 | Slot 06 | 1 | C1S06-X1 | 1756-IB32 | DI | XV-40203E | - | JB-401 | Infeed 2nd Floor | 1st | 325-01-400-PD-02 | ACTIVE
C1 | Slot 06 | 2 | C1S06-X1 | 1756-IB32 | DI | SPARE | Spare Reserve Channel | JB-401 | Infeed 2nd Floor | - | - | SPARE
C1 | Slot 06 | 3 | C1S06-X1 | 1756-IB32 | DI | SPARE | Spare Reserve Channel | JB-401 | Infeed 2nd Floor | - | - | SPARE
C1 | Slot 06 | 4 | C1S06-X1 | 1756-IB32 | DI | SPARE | Spare Reserve Channel | JB-401 | Infeed 2nd Floor | - | - | SPARE
C1 | Slot 06 | 5 | C1S06-X1 | 1756-IB32 | DI | SPARE | Spare Reserve Channel | JB-401 | Infeed 2nd Floor | - | - | SPARE
C1 | Slot 06 | 6 | C1S06-X1 | 1756-IB32 | DI | SPARE | Spare Reserve Channel | JB-401 | Infeed 2nd Floor | - | - | SPARE
C1 | Slot 06 | 7 | C1S06-X1 | 1756-IB32 | DI | SPARE | Spare Reserve Channel | JB-401 | Infeed 2nd Floor | - | - | SPARE
C1 | Slot 06 | 8 | C1S06-X1 | 1756-IB32 | DI | SPARE | Spare Reserve Channel | JB-401 | Infeed 2nd Floor | - | - | SPARE
C1 | Slot 06 | 9 | C1S06-X1 | 1756-IB32 | DI | SPARE | Spare Reserve Channel | JB-401 | Infeed 2nd Floor | - | - | SPARE
C1 | Slot 06 | 10 | C1S06-X1 | 1756-IB32 | DI | SPARE | Spare Reserve Channel | JB-401 | Infeed 2nd Floor | - | - | SPARE
C1 | Slot 06 | 11 | C1S06-X1 | 1756-IB32 | DI | SPARE | Spare Reserve Channel | JB-401 | Infeed 2nd Floor | - | - | SPARE
C1 | Slot 06 | 12 | C1S06-X1 | 1756-IB32 | DI | SPARE | Spare Reserve Channel | JB-401 | Infeed 2nd Floor | - | - | SPARE
C1 | Slot 06 | 13 | C1S06-X1 | 1756-IB32 | DI | SPARE | Spare Reserve Channel | JB-401 | Infeed 2nd Floor | - | - | SPARE
C1 | Slot 06 | 14 | C1S06-X1 | 1756-IB32 | DI | SPARE | Spare Reserve Channel | JB-401 | Infeed 2nd Floor | - | - | SPARE
C1 | Slot 06 | 15 | C1S06-X1 | 1756-IB32 | DI | SPARE | Spare Reserve Channel | JB-401 | Infeed 2nd Floor | - | - | SPARE
C1 | Slot 06 | 16 | C1S06-X2 | 1756-IB32 | DI | ES-60202 | - | JB-601 | Spray Dryer 1st Floor | 1st | 325-01-600-PD-01 | ACTIVE
C1 | Slot 06 | 17 | C1S06-X2 | 1756-IB32 | DI | FS-60205 | Flow Switch | JB-601 | Spray Dryer 1st Floor | 1st | 325-01-600-PD-01 | ACTIVE
C1 | Slot 06 | 18 | C1S06-X2 | 1756-IB32 | DI | LSL-60201 | - | JB-601 | Spray Dryer 1st Floor | 1st | 325-01-600-PD-11 | ACTIVE
C1 | Slot 06 | 19 | C1S06-X2 | 1756-IB32 | DI | SV-60201 | - | JB-601 | Spray Dryer 1st Floor | 1st | 325-01-600-PD-08 | ACTIVE
C1 | Slot 06 | 20 | C1S06-X2 | 1756-IB32 | DI | SV-60201 | - | JB-601 | Spray Dryer 1st Floor | 1st | 325-01-600-PD-08 | ACTIVE
C1 | Slot 06 | 21 | C1S06-X2 | 1756-IB32 | DI | SV-60202 | - | JB-601 | Spray Dryer 1st Floor | 1st | 325-01-600-PD-08 | ACTIVE
C1 | Slot 06 | 22 | C1S06-X2 | 1756-IB32 | DI | SV-60202 | - | JB-601 | Spray Dryer 1st Floor | 1st | 325-01-600-PD-08 | ACTIVE
C1 | Slot 06 | 23 | C1S06-X2 | 1756-IB32 | DI | SV-60203 | - | JB-601 | Spray Dryer 1st Floor | 1st | 325-01-600-PD-08 | ACTIVE
C1 | Slot 06 | 24 | C1S06-X2 | 1756-IB32 | DI | SV-60203 | - | JB-601 | Spray Dryer 1st Floor | 1st | 325-01-600-PD-08 | ACTIVE
C1 | Slot 06 | 25 | C1S06-X2 | 1756-IB32 | DI | VS-60205 | Vibration Switch | JB-601 | Spray Dryer 1st Floor | 1st | 325-01-600-PD-01 | ACTIVE
C1 | Slot 06 | 26 | C1S06-X2 | 1756-IB32 | DI | SPARE | Spare Reserve Channel | JB-601 | Spray Dryer 1st Floor | - | - | SPARE
C1 | Slot 06 | 27 | C1S06-X2 | 1756-IB32 | DI | SPARE | Spare Reserve Channel | JB-601 | Spray Dryer 1st Floor | - | - | SPARE
C1 | Slot 06 | 28 | C1S06-X2 | 1756-IB32 | DI | SPARE | Spare Reserve Channel | JB-601 | Spray Dryer 1st Floor | - | - | SPARE
C1 | Slot 06 | 29 | C1S06-X2 | 1756-IB32 | DI | SPARE | Spare Reserve Channel | JB-601 | Spray Dryer 1st Floor | - | - | SPARE
C1 | Slot 06 | 30 | C1S06-X2 | 1756-IB32 | DI | SPARE | Spare Reserve Channel | JB-601 | Spray Dryer 1st Floor | - | - | SPARE
C1 | Slot 06 | 31 | C1S06-X2 | 1756-IB32 | DI | SPARE | Spare Reserve Channel | JB-601 | Spray Dryer 1st Floor | - | - | SPARE
C1 | Slot 07 | 0 | C1S07-X1 | 1756-IB32 | DI | XA-60202A | - | JB-601 | Spray Dryer 1st Floor | 1st | 325-01-600-PD-08 | ACTIVE
C1 | Slot 07 | 1 | C1S07-X1 | 1756-IB32 | DI | XA-60202B | - | JB-601 | Spray Dryer 1st Floor | 1st | 325-01-600-PD-08 | ACTIVE
C1 | Slot 07 | 2 | C1S07-X1 | 1756-IB32 | DI | XA-60202C | - | JB-601 | Spray Dryer 1st Floor | 1st | 325-01-600-PD-08 | ACTIVE
C1 | Slot 07 | 3 | C1S07-X1 | 1756-IB32 | DI | XA-60202D | - | JB-601 | Spray Dryer 1st Floor | 1st | 325-01-600-PD-08 | ACTIVE
C1 | Slot 07 | 4 | C1S07-X1 | 1756-IB32 | DI | XA-60202E | - | JB-601 | Spray Dryer 1st Floor | 1st | 325-01-600-PD-08 | ACTIVE
C1 | Slot 07 | 5 | C1S07-X1 | 1756-IB32 | DI | XA-60202F | - | JB-601 | Spray Dryer 1st Floor | 1st | 325-01-600-PD-08 | ACTIVE
C1 | Slot 07 | 6 | C1S07-X1 | 1756-IB32 | DI | XA-60202G | - | JB-601 | Spray Dryer 1st Floor | 1st | 325-01-600-PD-08 | ACTIVE
C1 | Slot 07 | 7 | C1S07-X1 | 1756-IB32 | DI | XA-60202H | - | JB-601 | Spray Dryer 1st Floor | 1st | 325-01-600-PD-08 | ACTIVE
C1 | Slot 07 | 8 | C1S07-X1 | 1756-IB32 | DI | XA-60202I | - | JB-601 | Spray Dryer 1st Floor | 1st | 325-01-600-PD-08 | ACTIVE
C1 | Slot 07 | 9 | C1S07-X1 | 1756-IB32 | DI | XA-60202J | - | JB-601 | Spray Dryer 1st Floor | 1st | 325-01-600-PD-08 | ACTIVE
C1 | Slot 07 | 10 | C1S07-X1 | 1756-IB32 | DI | XA-60202K | - | JB-601 | Spray Dryer 1st Floor | 1st | 325-01-600-PD-08 | ACTIVE
C1 | Slot 07 | 11 | C1S07-X1 | 1756-IB32 | DI | XA-60202L | - | JB-601 | Spray Dryer 1st Floor | 1st | 325-01-600-PD-08 | ACTIVE
C1 | Slot 07 | 12 | C1S07-X1 | 1756-IB32 | DI | XA-60202M | - | JB-601 | Spray Dryer 1st Floor | 1st | 325-01-600-PD-08 | ACTIVE
C1 | Slot 07 | 13 | C1S07-X1 | 1756-IB32 | DI | XV-60202 | - | JB-601 | Spray Dryer 1st Floor | 1st | 325-01-600-PD-11 | ACTIVE
C1 | Slot 07 | 14 | C1S07-X1 | 1756-IB32 | DI | XV-60202 | - | JB-601 | Spray Dryer 1st Floor | 1st | 325-01-600-PD-11 | ACTIVE
C1 | Slot 07 | 15 | C1S07-X1 | 1756-IB32 | DI | XV-60205A | - | JB-601 | Spray Dryer 1st Floor | 1st | 325-01-600-PD-01 | ACTIVE
C1 | Slot 07 | 16 | C1S07-X2 | 1756-IB32 | DI | XV-60205A | - | JB-601 | Spray Dryer 1st Floor | 1st | 325-01-600-PD-01 | ACTIVE
C1 | Slot 07 | 17 | C1S07-X2 | 1756-IB32 | DI | XV-60240D | - | JB-601 | Spray Dryer 1st Floor | 1st | 325-01-600-PD-05 | ACTIVE
C1 | Slot 07 | 18 | C1S07-X2 | 1756-IB32 | DI | XV-60240D | - | JB-601 | Spray Dryer 1st Floor | 1st | 325-01-600-PD-08 | ACTIVE
C1 | Slot 07 | 19 | C1S07-X2 | 1756-IB32 | DI | XV-60240D | - | JB-601 | Spray Dryer 1st Floor | 1st | 325-01-600-PD-05 | ACTIVE
C1 | Slot 07 | 20 | C1S07-X2 | 1756-IB32 | DI | XV-60240D | - | JB-601 | Spray Dryer 1st Floor | 1st | 325-01-600-PD-08 | ACTIVE
C1 | Slot 07 | 21 | C1S07-X2 | 1756-IB32 | DI | YA-60205 | - | JB-601 | Spray Dryer 1st Floor | 1st | 325-01-600-PD-01 | ACTIVE
C1 | Slot 07 | 22 | C1S07-X2 | 1756-IB32 | DI | YI-60205 | - | JB-601 | Spray Dryer 1st Floor | 1st | 325-01-600-PD-01 | ACTIVE
C1 | Slot 07 | 23 | C1S07-X2 | 1756-IB32 | DI | SPARE | Spare Reserve Channel | JB-601 | Spray Dryer 1st Floor | 1st | - | SPARE
C1 | Slot 07 | 24 | C1S07-X2 | 1756-IB32 | DI | SPARE | Spare Reserve Channel | JB-601 | Spray Dryer 1st Floor | 1st | - | SPARE
C1 | Slot 07 | 25 | C1S07-X2 | 1756-IB32 | DI | SPARE | Spare Reserve Channel | JB-601 | Spray Dryer 1st Floor | 1st | - | SPARE
C1 | Slot 07 | 26 | C1S07-X2 | 1756-IB32 | DI | SPARE | Spare Reserve Channel | JB-601 | Spray Dryer 1st Floor | 1st | - | SPARE
C1 | Slot 07 | 27 | C1S07-X2 | 1756-IB32 | DI | SPARE | Spare Reserve Channel | JB-601 | Spray Dryer 1st Floor | 1st | - | SPARE
C1 | Slot 07 | 28 | C1S07-X2 | 1756-IB32 | DI | SPARE | Spare Reserve Channel | JB-601 | Spray Dryer 1st Floor | 1st | - | SPARE
C1 | Slot 07 | 29 | C1S07-X2 | 1756-IB32 | DI | SPARE | Spare Reserve Channel | JB-601 | Spray Dryer 1st Floor | 1st | - | SPARE
C1 | Slot 07 | 30 | C1S07-X2 | 1756-IB32 | DI | SPARE | Spare Reserve Channel | JB-601 | Spray Dryer 1st Floor | 1st | - | SPARE
C1 | Slot 07 | 31 | C1S07-X2 | 1756-IB32 | DI | SPARE | Spare Reserve Channel | JB-601 | Spray Dryer 1st Floor | 1st | - | SPARE
C1 | Slot 08 | 0 | C1S08-X1 | 1756-OB32 | DO | SPARE | Spare Reserve Channel | CA1 | Main Control Cabinet | - | - | SPARE
C1 | Slot 08 | 1 | C1S08-X1 | 1756-OB32 | DO | SPARE | Spare Reserve Channel | CA1 | Main Control Cabinet | - | - | SPARE
C1 | Slot 08 | 2 | C1S08-X1 | 1756-OB32 | DO | SPARE | Spare Reserve Channel | CA1 | Main Control Cabinet | - | - | SPARE
C1 | Slot 08 | 3 | C1S08-X1 | 1756-OB32 | DO | SPARE | Spare Reserve Channel | CA1 | Main Control Cabinet | - | - | SPARE
C1 | Slot 08 | 4 | C1S08-X1 | 1756-OB32 | DO | SPARE | Spare Reserve Channel | CA1 | Main Control Cabinet | - | - | SPARE
C1 | Slot 08 | 5 | C1S08-X1 | 1756-OB32 | DO | SPARE | Spare Reserve Channel | CA1 | Main Control Cabinet | - | - | SPARE
C1 | Slot 08 | 6 | C1S08-X1 | 1756-OB32 | DO | SPARE | Spare Reserve Channel | CA1 | Main Control Cabinet | - | - | SPARE
C1 | Slot 08 | 7 | C1S08-X1 | 1756-OB32 | DO | SPARE | Spare Reserve Channel | CA1 | Main Control Cabinet | - | - | SPARE
C1 | Slot 08 | 8 | C1S08-X1 | 1756-OB32 | DO | SPARE | Spare Reserve Channel | CA1 | Main Control Cabinet | - | - | SPARE
C1 | Slot 08 | 9 | C1S08-X1 | 1756-OB32 | DO | SPARE | Spare Reserve Channel | CA1 | Main Control Cabinet | - | - | SPARE
C1 | Slot 08 | 10 | C1S08-X1 | 1756-OB32 | DO | SPARE | Spare Reserve Channel | CA1 | Main Control Cabinet | - | - | SPARE
C1 | Slot 08 | 11 | C1S08-X1 | 1756-OB32 | DO | SPARE | Spare Reserve Channel | CA1 | Main Control Cabinet | - | - | SPARE
C1 | Slot 08 | 12 | C1S08-X1 | 1756-OB32 | DO | SPARE | Spare Reserve Channel | CA1 | Main Control Cabinet | - | - | SPARE
C1 | Slot 08 | 13 | C1S08-X1 | 1756-OB32 | DO | SPARE | Spare Reserve Channel | CA1 | Main Control Cabinet | - | - | SPARE
C1 | Slot 08 | 14 | C1S08-X1 | 1756-OB32 | DO | SPARE | Spare Reserve Channel | CA1 | Main Control Cabinet | - | - | SPARE
C1 | Slot 08 | 15 | C1S08-X1 | 1756-OB32 | DO | SPARE | Spare Reserve Channel | CA1 | Main Control Cabinet | - | - | SPARE
C1 | Slot 08 | 16 | C1S08-X2 | 1756-OB32 | DO | XV-40202E | - | JB-401 | Infeed 2nd Floor | 1st | 325-01-400-PD-01 | ACTIVE
C1 | Slot 08 | 17 | C1S08-X2 | 1756-OB32 | DO | XV-40202F | - | JB-401 | Infeed 2nd Floor | 1st | 325-01-400-PD-01 | ACTIVE
C1 | Slot 08 | 18 | C1S08-X2 | 1756-OB32 | DO | XV-40202G | - | JB-401 | Infeed 2nd Floor | 1st | 325-01-400-PD-01 | ACTIVE
C1 | Slot 08 | 19 | C1S08-X2 | 1756-OB32 | DO | XV-40202H | - | JB-401 | Infeed 2nd Floor | 1st | 325-01-400-PD-01 | ACTIVE
C1 | Slot 08 | 20 | C1S08-X2 | 1756-OB32 | DO | XV-40203B | - | JB-401 | Infeed 2nd Floor | 1st | 325-01-400-PD-02 | ACTIVE
C1 | Slot 08 | 21 | C1S08-X2 | 1756-OB32 | DO | XV-40203C | - | JB-401 | Infeed 2nd Floor | 1st | 325-01-400-PD-02 | ACTIVE
C1 | Slot 08 | 22 | C1S08-X2 | 1756-OB32 | DO | XV-40203D | - | JB-401 | Infeed 2nd Floor | 1st | 325-01-400-PD-02 | ACTIVE
C1 | Slot 08 | 23 | C1S08-X2 | 1756-OB32 | DO | XV-40203E | - | JB-401 | Infeed 2nd Floor | 1st | 325-01-400-PD-02 | ACTIVE
C1 | Slot 08 | 24 | C1S08-X2 | 1756-OB32 | DO | SV-40201 | - | JB-401 | Infeed 2nd Floor | 1st | 325-01-400-PD-01 | ACTIVE
C1 | Slot 08 | 25 | C1S08-X2 | 1756-OB32 | DO | SV-40202 | - | JB-401 | Infeed 2nd Floor | 1st | 325-01-400-PD-01 | ACTIVE
C1 | Slot 08 | 26 | C1S08-X2 | 1756-OB32 | DO | SV-40203 | - | JB-401 | Infeed 2nd Floor | 1st | 325-01-400-PD-01 | ACTIVE
C1 | Slot 08 | 27 | C1S08-X2 | 1756-OB32 | DO | SV-40204 | - | JB-401 | Infeed 2nd Floor | 1st | 325-01-400-PD-01 | ACTIVE
C1 | Slot 08 | 28 | C1S08-X2 | 1756-OB32 | DO | XV-40201A | - | JB-401 | Infeed 2nd Floor | 1st | - | ACTIVE
C1 | Slot 08 | 29 | C1S08-X2 | 1756-OB32 | DO | XV-40201B | - | JB-401 | Infeed 2nd Floor | 1st | 325-01-400-PD-01 | ACTIVE
C1 | Slot 08 | 30 | C1S08-X2 | 1756-OB32 | DO | XV-40201C | - | JB-401 | Infeed 2nd Floor | 1st | 325-01-400-PD-01 | ACTIVE
C1 | Slot 08 | 31 | C1S08-X2 | 1756-OB32 | DO | XV-40201D | - | JB-401 | Infeed 2nd Floor | 1st | 325-01-400-PD-01 | ACTIVE
C1 | Slot 09 | 0 | C1S09-X1 | 1756-OB32 | DO | XV-40201E | - | JB-401 | Infeed 2nd Floor | 1st | 325-01-400-PD-01 | ACTIVE
C1 | Slot 09 | 1 | C1S09-X1 | 1756-OB32 | DO | XV-40201F | - | JB-401 | Infeed 2nd Floor | 1st | 325-01-400-PD-01 | ACTIVE
C1 | Slot 09 | 2 | C1S09-X1 | 1756-OB32 | DO | XV-40201G | - | JB-401 | Infeed 2nd Floor | 1st | 325-01-400-PD-01 | ACTIVE
C1 | Slot 09 | 3 | C1S09-X1 | 1756-OB32 | DO | XV-40201H | - | JB-401 | Infeed 2nd Floor | 1st | 325-01-400-PD-01 | ACTIVE
C1 | Slot 09 | 4 | C1S09-X1 | 1756-OB32 | DO | XV-40202A | - | JB-401 | Infeed 2nd Floor | 1st | 325-01-400-PD-01 | ACTIVE
C1 | Slot 09 | 5 | C1S09-X1 | 1756-OB32 | DO | XV-40202B | - | JB-401 | Infeed 2nd Floor | 1st | 325-01-400-PD-01 | ACTIVE
C1 | Slot 09 | 6 | C1S09-X1 | 1756-OB32 | DO | XV-40202C | - | JB-401 | Infeed 2nd Floor | 1st | 325-01-400-PD-01 | ACTIVE
C1 | Slot 09 | 7 | C1S09-X1 | 1756-OB32 | DO | XV-40202D | - | JB-401 | Infeed 2nd Floor | 1st | 325-01-400-PD-01 | ACTIVE
C1 | Slot 09 | 8 | C1S09-X1 | 1756-OB32 | DO | SPARE | Spare Reserve Channel | JB-401 | Infeed 2nd Floor | - | - | SPARE
C1 | Slot 09 | 9 | C1S09-X1 | 1756-OB32 | DO | SPARE | Spare Reserve Channel | JB-401 | Infeed 2nd Floor | - | - | SPARE
C1 | Slot 09 | 10 | C1S09-X1 | 1756-OB32 | DO | SPARE | Spare Reserve Channel | JB-401 | Infeed 2nd Floor | - | - | SPARE
C1 | Slot 09 | 11 | C1S09-X1 | 1756-OB32 | DO | SPARE | Spare Reserve Channel | JB-401 | Infeed 2nd Floor | - | - | SPARE
C1 | Slot 09 | 12 | C1S09-X1 | 1756-OB32 | DO | SPARE | Spare Reserve Channel | JB-401 | Infeed 2nd Floor | - | - | SPARE
C1 | Slot 09 | 13 | C1S09-X1 | 1756-OB32 | DO | SPARE | Spare Reserve Channel | JB-401 | Infeed 2nd Floor | - | - | SPARE
C1 | Slot 09 | 14 | C1S09-X1 | 1756-OB32 | DO | SPARE | Spare Reserve Channel | JB-401 | Infeed 2nd Floor | - | - | SPARE
C1 | Slot 09 | 15 | C1S09-X1 | 1756-OB32 | DO | SPARE | Spare Reserve Channel | JB-401 | Infeed 2nd Floor | - | - | SPARE
C1 | Slot 09 | 16 | C1S09-X2 | 1756-OB32 | DO | SV-60201 | - | JB-601 | Spray Dryer 1st Floor | 1st | 325-01-600-PD-08 | ACTIVE
C1 | Slot 09 | 17 | C1S09-X2 | 1756-OB32 | DO | SV-60202 | - | JB-601 | Spray Dryer 1st Floor | 1st | 325-01-600-PD-08 | ACTIVE
C1 | Slot 09 | 18 | C1S09-X2 | 1756-OB32 | DO | SV-60230 | - | JB-601 | Spray Dryer 1st Floor | 1st | 325-01-600-PD-04 | ACTIVE
C1 | Slot 09 | 19 | C1S09-X2 | 1756-OB32 | DO | SV-60203 | - | JB-601 | Spray Dryer 1st Floor | 1st | 325-01-600-PD-08 | ACTIVE
C1 | Slot 09 | 20 | C1S09-X2 | 1756-OB32 | DO | SV-60240A | - | JB-601 | Spray Dryer 1st Floor | 1st | 325-01-600-PD-05 | ACTIVE
C1 | Slot 09 | 21 | C1S09-X2 | 1756-OB32 | DO | SV-60231 | - | JB-601 | Spray Dryer 1st Floor | 1st | 325-01-600-PD-04 | ACTIVE
C1 | Slot 09 | 22 | C1S09-X2 | 1756-OB32 | DO | SV-60240B | - | JB-601 | Spray Dryer 1st Floor | 1st | 325-01-600-PD-05 | ACTIVE
C1 | Slot 09 | 23 | C1S09-X2 | 1756-OB32 | DO | SV-60240C | - | JB-601 | Spray Dryer 1st Floor | 1st | 325-01-600-PD-05 | ACTIVE
C1 | Slot 09 | 24 | C1S09-X2 | 1756-OB32 | DO | XV-60240D | - | JB-601 | Spray Dryer 1st Floor | 1st | 325-01-600-PD-05 | ACTIVE
C1 | Slot 09 | 25 | C1S09-X2 | 1756-OB32 | DO | XV-60251 | - | JB-601 | Spray Dryer 1st Floor | 1st | 325-01-600-PD-01 | ACTIVE
C1 | Slot 09 | 26 | C1S09-X2 | 1756-OB32 | DO | XV-60202 | - | JB-601 | Spray Dryer 1st Floor | 1st | 325-01-600-PD-11 | ACTIVE
C1 | Slot 09 | 27 | C1S09-X2 | 1756-OB32 | DO | XV-60205A | - | JB-601 | Spray Dryer 1st Floor | 1st | 325-01-600-PD-01 | ACTIVE
C1 | Slot 09 | 28 | C1S09-X2 | 1756-OB32 | DO | SPARE | Spare Reserve Channel | JB-601 | Spray Dryer 1st Floor | - | - | SPARE
C1 | Slot 09 | 29 | C1S09-X2 | 1756-OB32 | DO | SPARE | Spare Reserve Channel | JB-601 | Spray Dryer 1st Floor | - | - | SPARE
C1 | Slot 09 | 30 | C1S09-X2 | 1756-OB32 | DO | SPARE | Spare Reserve Channel | JB-601 | Spray Dryer 1st Floor | - | - | SPARE
C1 | Slot 09 | 31 | C1S09-X2 | 1756-OB32 | DO | SPARE | Spare Reserve Channel | JB-601 | Spray Dryer 1st Floor | - | - | SPARE
C1 | Slot 10 | 0 | C1S10-X1 | 1756-IF16 | AI | FT-40201 | Coriolis Flow Transmitter | JB-401 | Infeed 2nd Floor | 1st | 325-01-400-PD-02 | ACTIVE
C1 | Slot 10 | 1 | C1S10-X1 | 1756-IF16 | AI | FT-40201 | Coriolis Flow Transmitter | JB-401 | Infeed 2nd Floor | 1st | 325-01-400-PD-02 | ACTIVE
C1 | Slot 10 | 2 | C1S10-X1 | 1756-IF16 | AI | FT-40202 | Magnetic Flow Transmitter | JB-401 | Infeed 2nd Floor | 1st | 325-01-400-PD-02 | ACTIVE
C1 | Slot 10 | 3 | C1S10-X1 | 1756-IF16 | AI | LT-40203 | Level Transmitter | JB-401 | Infeed 2nd Floor | 1st | 325-01-400-PD-02 | ACTIVE
C1 | Slot 10 | 4 | C1S10-X1 | 1756-IF16 | AI | LT-40201 | Level Transmitter | JB-401 | Infeed 2nd Floor | 1st | 325-01-400-PD-01 | ACTIVE
C1 | Slot 10 | 5 | C1S10-X1 | 1756-IF16 | AI | LT-40202 | Level Transmitter | JB-401 | Infeed 2nd Floor | 1st | 325-01-400-PD-01 | ACTIVE
C1 | Slot 10 | 6 | C1S10-X1 | 1756-IF16 | AI | pHT-40201 | PH Transmitter | JB-401 | Infeed 2nd Floor | 1st | 325-01-400-PD-01 | ACTIVE
C1 | Slot 10 | 7 | C1S10-X1 | 1756-IF16 | AI | pHT-40202 | PH Transmitter | JB-401 | Infeed 2nd Floor | 1st | 325-01-400-PD-01 | ACTIVE
C1 | Slot 10 | 8 | C1S10-X1 | 1756-IF16 | AI | PT-40201 | Pressure Transmitter | JB-401 | Infeed 2nd Floor | 1st | 325-01-400-PD-02 | ACTIVE
C1 | Slot 10 | 9 | C1S10-X1 | 1756-IF16 | AI | PT-40202 | Pressure Transmitter | JB-401 | Infeed 2nd Floor | 1st | 325-01-400-PD-02 | ACTIVE
C1 | Slot 10 | 10 | C1S10-X1 | 1756-IF16 | AI | PT-60202 | Pressure Transmitter | JB-401 | Infeed 2nd Floor | 1st | 325-01-600-PD-01 | ACTIVE
C1 | Slot 10 | 11 | C1S10-X1 | 1756-IF16 | AI | SPARE | Spare Reserve Channel | JB-401 | Infeed 2nd Floor | - | - | SPARE
C1 | Slot 10 | 12 | C1S10-X1 | 1756-IF16 | AI | SPARE | Spare Reserve Channel | JB-401 | Infeed 2nd Floor | - | - | SPARE
C1 | Slot 10 | 13 | C1S10-X1 | 1756-IF16 | AI | SPARE | Spare Reserve Channel | JB-401 | Infeed 2nd Floor | - | - | SPARE
C1 | Slot 10 | 14 | C1S10-X1 | 1756-IF16 | AI | SPARE | Spare Reserve Channel | JB-401 | Infeed 2nd Floor | - | - | SPARE
C1 | Slot 10 | 15 | C1S10-X1 | 1756-IF16 | AI | SPARE | Spare Reserve Channel | JB-401 | Infeed 2nd Floor | - | - | SPARE
C1 | Slot 11 | 0 | C1S11-X1 | 1756-IF16 | AI | DPI-60240 | - | JB-601 | Spray Dryer 1st Floor | 1st | 325-01-600-PD-05 | ACTIVE
C1 | Slot 11 | 1 | C1S11-X1 | 1756-IF16 | AI | DPT-60202 | Differential Pressure Transmitte | JB-601 | Spray Dryer 1st Floor | 1st | 325-01-600-PD-08 | ACTIVE
C1 | Slot 11 | 2 | C1S11-X1 | 1756-IF16 | AI | FT-60201 | - | JB-601 | Spray Dryer 1st Floor | 1st | 325-01-600-PD-08 | ACTIVE
C1 | Slot 11 | 3 | C1S11-X1 | 1756-IF16 | AI | FT-60204 | - | JB-601 | Spray Dryer 1st Floor | 1st | 325-01-600-PD-10 | ACTIVE
C1 | Slot 11 | 4 | C1S11-X1 | 1756-IF16 | AI | FT-61307 | - | JB-601 | Spray Dryer 1st Floor | 1st | - | ACTIVE
C1 | Slot 11 | 5 | C1S11-X1 | 1756-IF16 | AI | PT-60203 | Pressure Transmitter | JB-601 | Spray Dryer 1st Floor | 1st | 325-01-600-PD-08 | ACTIVE
C1 | Slot 11 | 6 | C1S11-X1 | 1756-IF16 | AI | PT-60204 | Pressure Transmitter | JB-601 | Spray Dryer 1st Floor | 1st | 325-01-600-PD-10 | ACTIVE
C1 | Slot 11 | 7 | C1S11-X1 | 1756-IF16 | AI | PT-60205 | Pressure Transmitter | JB-601 | Spray Dryer 1st Floor | 1st | 325-01-600-PD-01 | ACTIVE
C1 | Slot 11 | 8 | C1S11-X1 | 1756-IF16 | AI | SPARE | Spare Reserve Channel | JB-601 | Spray Dryer 1st Floor | - | - | SPARE
C1 | Slot 11 | 9 | C1S11-X1 | 1756-IF16 | AI | SPARE | Spare Reserve Channel | JB-601 | Spray Dryer 1st Floor | - | - | SPARE
C1 | Slot 11 | 10 | C1S11-X1 | 1756-IF16 | AI | SPARE | Spare Reserve Channel | JB-601 | Spray Dryer 1st Floor | - | - | SPARE
C1 | Slot 11 | 11 | C1S11-X1 | 1756-IF16 | AI | SPARE | Spare Reserve Channel | JB-601 | Spray Dryer 1st Floor | - | - | SPARE
C1 | Slot 11 | 12 | C1S11-X1 | 1756-IF16 | AI | SPARE | Spare Reserve Channel | JB-601 | Spray Dryer 1st Floor | - | - | SPARE
C1 | Slot 11 | 13 | C1S11-X1 | 1756-IF16 | AI | SPARE | Spare Reserve Channel | JB-601 | Spray Dryer 1st Floor | - | - | SPARE
C1 | Slot 11 | 14 | C1S11-X1 | 1756-IF16 | AI | SPARE | Spare Reserve Channel | JB-601 | Spray Dryer 1st Floor | - | - | SPARE
C1 | Slot 11 | 15 | C1S11-X1 | 1756-IF16 | AI | SPARE | Spare Reserve Channel | JB-601 | Spray Dryer 1st Floor | - | - | SPARE
C2 | Slot 00 | 0 | C2S00-X1 | 1756-EN4TR | ETH-1 | SPARE | Spare Reserve Channel | CA1 | Main Control Cabinet | - | - | SPARE
C2 | Slot 01 | 0 | C2S01-X1 | 1756-IB32 | DI | FS-40204 | Flow Switch | JB-402 | Jet Cooker 2nd Floor | 2nd | - | ACTIVE
C2 | Slot 01 | 1 | C2S01-X1 | 1756-IB32 | DI | FS-40205 | Flow Switch | JB-402 | Jet Cooker 2nd Floor | 2nd | - | ACTIVE
C2 | Slot 01 | 2 | C2S01-X1 | 1756-IB32 | DI | FT-40221 | Coriolis Flow Transmitter | JB-402 | Jet Cooker 2nd Floor | 2nd | - | ACTIVE
C2 | Slot 01 | 3 | C2S01-X1 | 1756-IB32 | DI | FT-40222 | Coriolis Flow Transmitter | JB-402 | Jet Cooker 2nd Floor | 2nd | - | ACTIVE
C2 | Slot 01 | 4 | C2S01-X1 | 1756-IB32 | DI | HV-40207 | Manual Valve With Position Switch | JB-402 | Jet Cooker 2nd Floor | 2nd | - | ACTIVE
C2 | Slot 01 | 5 | C2S01-X1 | 1756-IB32 | DI | HV-40208 | Manual Valve With Position Switch | JB-402 | Jet Cooker 2nd Floor | 2nd | - | ACTIVE
C2 | Slot 01 | 6 | C2S01-X1 | 1756-IB32 | DI | XV-40203F | - | JB-402 | Jet Cooker 2nd Floor | 2nd | - | ACTIVE
C2 | Slot 01 | 7 | C2S01-X1 | 1756-IB32 | DI | XV-40203F | - | JB-402 | Jet Cooker 2nd Floor | 2nd | - | ACTIVE
C2 | Slot 01 | 8 | C2S01-X1 | 1756-IB32 | DI | XV-40204B | - | JB-402 | Jet Cooker 2nd Floor | 2nd | - | ACTIVE
C2 | Slot 01 | 9 | C2S01-X1 | 1756-IB32 | DI | XV-40204B | - | JB-402 | Jet Cooker 2nd Floor | 2nd | - | ACTIVE
C2 | Slot 01 | 10 | C2S01-X1 | 1756-IB32 | DI | XV-40204C | - | JB-402 | Jet Cooker 2nd Floor | 2nd | - | ACTIVE
C2 | Slot 01 | 11 | C2S01-X1 | 1756-IB32 | DI | XV-40204C | - | JB-402 | Jet Cooker 2nd Floor | 2nd | - | ACTIVE
C2 | Slot 01 | 12 | C2S01-X1 | 1756-IB32 | DI | XV-40205A | - | JB-402 | Jet Cooker 2nd Floor | 2nd | - | ACTIVE
C2 | Slot 01 | 13 | C2S01-X1 | 1756-IB32 | DI | XV-40205A | - | JB-402 | Jet Cooker 2nd Floor | 2nd | - | ACTIVE
C2 | Slot 01 | 14 | C2S01-X1 | 1756-IB32 | DI | XV-40205B | - | JB-402 | Jet Cooker 2nd Floor | 2nd | - | ACTIVE
C2 | Slot 01 | 15 | C2S01-X1 | 1756-IB32 | DI | XV-40205B | - | JB-402 | Jet Cooker 2nd Floor | 2nd | - | ACTIVE
C2 | Slot 01 | 16 | C2S01-X2 | 1756-IB32 | DI | XV-40205C | - | JB-402 | Jet Cooker 2nd Floor | 2nd | - | ACTIVE
C2 | Slot 01 | 17 | C2S01-X2 | 1756-IB32 | DI | XV-40205C | - | JB-402 | Jet Cooker 2nd Floor | 2nd | - | ACTIVE
C2 | Slot 01 | 18 | C2S01-X2 | 1756-IB32 | DI | XV-40205D | - | JB-402 | Jet Cooker 2nd Floor | 2nd | - | ACTIVE
C2 | Slot 01 | 19 | C2S01-X2 | 1756-IB32 | DI | XV-40205D | - | JB-402 | Jet Cooker 2nd Floor | 2nd | - | ACTIVE
C2 | Slot 01 | 20 | C2S01-X2 | 1756-IB32 | DI | XV-40205F | - | JB-402 | Jet Cooker 2nd Floor | 2nd | - | ACTIVE
C2 | Slot 01 | 21 | C2S01-X2 | 1756-IB32 | DI | XV-40205F | - | JB-402 | Jet Cooker 2nd Floor | 2nd | - | ACTIVE
C2 | Slot 01 | 22 | C2S01-X2 | 1756-IB32 | DI | XV-40222 | - | JB-402 | Jet Cooker 2nd Floor | 2nd | - | ACTIVE
C2 | Slot 01 | 23 | C2S01-X2 | 1756-IB32 | DI | XV-40222 | - | JB-402 | Jet Cooker 2nd Floor | 2nd | - | ACTIVE
C2 | Slot 01 | 24 | C2S01-X2 | 1756-IB32 | DI | SPARE | Spare Reserve Channel | JB-402 | Jet Cooker 2nd Floor | 2nd | - | SPARE
C2 | Slot 01 | 25 | C2S01-X2 | 1756-IB32 | DI | SPARE | Spare Reserve Channel | JB-402 | Jet Cooker 2nd Floor | 2nd | - | SPARE
C2 | Slot 01 | 26 | C2S01-X2 | 1756-IB32 | DI | SPARE | Spare Reserve Channel | JB-402 | Jet Cooker 2nd Floor | 2nd | - | SPARE
C2 | Slot 01 | 27 | C2S01-X2 | 1756-IB32 | DI | SPARE | Spare Reserve Channel | JB-402 | Jet Cooker 2nd Floor | 2nd | - | SPARE
C2 | Slot 01 | 28 | C2S01-X2 | 1756-IB32 | DI | SPARE | Spare Reserve Channel | JB-402 | Jet Cooker 2nd Floor | 2nd | - | SPARE
C2 | Slot 01 | 29 | C2S01-X2 | 1756-IB32 | DI | SPARE | Spare Reserve Channel | JB-402 | Jet Cooker 2nd Floor | 2nd | - | SPARE
C2 | Slot 01 | 30 | C2S01-X2 | 1756-IB32 | DI | SPARE | Spare Reserve Channel | JB-402 | Jet Cooker 2nd Floor | 2nd | - | SPARE
C2 | Slot 01 | 31 | C2S01-X2 | 1756-IB32 | DI | SPARE | Spare Reserve Channel | JB-402 | Jet Cooker 2nd Floor | 2nd | - | SPARE
C2 | Slot 02 | 0 | C2S02-X1 | 1756-IB32 | DI | FT-60202 | - | JB-602 | Spray Dryer 3rd Floor | 5th | 325-01-600-PD-09 | ACTIVE
C2 | Slot 02 | 1 | C2S02-X1 | 1756-IB32 | DI | LSH-60251 | - | JB-602 | Spray Dryer 3rd Floor | 4th | 325-01-600-PD-04 | ACTIVE
C2 | Slot 02 | 2 | C2S02-X1 | 1756-IB32 | DI | PSL-60220 | - | JB-602 | Spray Dryer 3rd Floor | 5th | 325-01-600-PD-04 | ACTIVE
C2 | Slot 02 | 3 | C2S02-X1 | 1756-IB32 | DI | TSH-60230 | - | JB-602 | Spray Dryer 3rd Floor | 3rd | 325-01-600-PD-04 | ACTIVE
C2 | Slot 02 | 4 | C2S02-X1 | 1756-IB32 | DI | TSH-60240 | - | JB-602 | Spray Dryer 3rd Floor | 5th | 325-01-600-PD-05 | ACTIVE
C2 | Slot 02 | 5 | C2S02-X1 | 1756-IB32 | DI | TSH-60241A | - | JB-602 | Spray Dryer 3rd Floor | 4th | 325-01-600-PD-05 | ACTIVE
C2 | Slot 02 | 6 | C2S02-X1 | 1756-IB32 | DI | TSH-60242A | - | JB-602 | Spray Dryer 3rd Floor | 3rd | 325-01-600-PD-05 | ACTIVE
C2 | Slot 02 | 7 | C2S02-X1 | 1756-IB32 | DI | TSH-60243A | - | JB-602 | Spray Dryer 3rd Floor | 4th | 325-01-600-PD-05 | ACTIVE
C2 | Slot 02 | 8 | C2S02-X1 | 1756-IB32 | DI | TSL-60241B | - | JB-602 | Spray Dryer 3rd Floor | 4th | 325-01-600-PD-05 | ACTIVE
C2 | Slot 02 | 9 | C2S02-X1 | 1756-IB32 | DI | TSL-60242B | - | JB-602 | Spray Dryer 3rd Floor | 3rd | 325-01-600-PD-05 | ACTIVE
C2 | Slot 02 | 10 | C2S02-X1 | 1756-IB32 | DI | TSL-60243B | - | JB-602 | Spray Dryer 3rd Floor | 4th | 325-01-600-PD-05 | ACTIVE
C2 | Slot 02 | 11 | C2S02-X1 | 1756-IB32 | DI | XA-60240A | - | JB-602 | Spray Dryer 3rd Floor | 4th | 325-01-600-PD-05 | ACTIVE
C2 | Slot 02 | 12 | C2S02-X1 | 1756-IB32 | DI | XA-60240B | - | JB-602 | Spray Dryer 3rd Floor | 4th | 325-01-600-PD-05 | ACTIVE
C2 | Slot 02 | 13 | C2S02-X1 | 1756-IB32 | DI | XA-60241A | - | JB-602 | Spray Dryer 3rd Floor | 4th | 325-01-600-PD-05 | ACTIVE
C2 | Slot 02 | 14 | C2S02-X1 | 1756-IB32 | DI | XA-60241B | - | JB-602 | Spray Dryer 3rd Floor | 4th | 325-01-600-PD-05 | ACTIVE
C2 | Slot 02 | 15 | C2S02-X1 | 1756-IB32 | DI | XA-60242A | - | JB-602 | Spray Dryer 3rd Floor | 3rd | 325-01-600-PD-05 | ACTIVE
C2 | Slot 02 | 16 | C2S02-X2 | 1756-IB32 | DI | XA-60242B | - | JB-602 | Spray Dryer 3rd Floor | 3rd | 325-01-600-PD-05 | ACTIVE
C2 | Slot 02 | 17 | C2S02-X2 | 1756-IB32 | DI | XA-60243A | - | JB-602 | Spray Dryer 3rd Floor | 4th | 325-01-600-PD-05 | ACTIVE
C2 | Slot 02 | 18 | C2S02-X2 | 1756-IB32 | DI | XA-60243B | - | JB-602 | Spray Dryer 3rd Floor | 4th | 325-01-600-PD-05 | ACTIVE
C2 | Slot 02 | 19 | C2S02-X2 | 1756-IB32 | DI | XV-60214 | - | JB-602 | Spray Dryer 3rd Floor | 5th | 325-01-600-PD-03 | ACTIVE
C2 | Slot 02 | 20 | C2S02-X2 | 1756-IB32 | DI | XV-60214 | - | JB-602 | Spray Dryer 3rd Floor | 5th | 325-01-600-PD-03 | ACTIVE
C2 | Slot 02 | 21 | C2S02-X2 | 1756-IB32 | DI | XV-60241 | - | JB-602 | Spray Dryer 3rd Floor | 5th | 325-01-600-PD-05 | ACTIVE
C2 | Slot 02 | 22 | C2S02-X2 | 1756-IB32 | DI | XV-60241 | - | JB-602 | Spray Dryer 3rd Floor | 5th | 325-01-600-PD-05 | ACTIVE
C2 | Slot 02 | 23 | C2S02-X2 | 1756-IB32 | DI | SPARE | Spare Reserve Channel | JB-602 | Spray Dryer 3rd Floor | - | - | SPARE
C2 | Slot 02 | 24 | C2S02-X2 | 1756-IB32 | DI | SPARE | Spare Reserve Channel | JB-602 | Spray Dryer 3rd Floor | - | - | SPARE
C2 | Slot 02 | 25 | C2S02-X2 | 1756-IB32 | DI | SPARE | Spare Reserve Channel | JB-602 | Spray Dryer 3rd Floor | - | - | SPARE
C2 | Slot 02 | 26 | C2S02-X2 | 1756-IB32 | DI | SPARE | Spare Reserve Channel | JB-602 | Spray Dryer 3rd Floor | - | - | SPARE
C2 | Slot 02 | 27 | C2S02-X2 | 1756-IB32 | DI | SPARE | Spare Reserve Channel | JB-602 | Spray Dryer 3rd Floor | - | - | SPARE
C2 | Slot 02 | 28 | C2S02-X2 | 1756-IB32 | DI | SPARE | Spare Reserve Channel | JB-602 | Spray Dryer 3rd Floor | - | - | SPARE
C2 | Slot 02 | 29 | C2S02-X2 | 1756-IB32 | DI | SPARE | Spare Reserve Channel | JB-602 | Spray Dryer 3rd Floor | - | - | SPARE
C2 | Slot 02 | 30 | C2S02-X2 | 1756-IB32 | DI | SPARE | Spare Reserve Channel | JB-602 | Spray Dryer 3rd Floor | - | - | SPARE
C2 | Slot 02 | 31 | C2S02-X2 | 1756-IB32 | DI | SPARE | Spare Reserve Channel | JB-602 | Spray Dryer 3rd Floor | - | - | SPARE
C2 | Slot 03 | 0 | C2S03-X1 | 1756-IB32 | DI | XA-FH-60210A | - | JB-607 | Spray Dryer 7th Floor | 7th | 325-01-600-PD-06 | ACTIVE
C2 | Slot 03 | 1 | C2S03-X1 | 1756-IB32 | DI | XA-FH-60210B | - | JB-607 | Spray Dryer 7th Floor | 7th | 325-01-600-PD-06 | ACTIVE
C2 | Slot 03 | 2 | C2S03-X1 | 1756-IB32 | DI | XA-FH-60210C | - | JB-607 | Spray Dryer 7th Floor | 7th | 325-01-600-PD-06 | ACTIVE
C2 | Slot 03 | 3 | C2S03-X1 | 1756-IB32 | DI | XA-FH-60210D | - | JB-607 | Spray Dryer 7th Floor | 7th | 325-01-600-PD-06 | ACTIVE
C2 | Slot 03 | 4 | C2S03-X1 | 1756-IB32 | DI | XA-FH-60210E | - | JB-607 | Spray Dryer 7th Floor | 7th | 325-01-600-PD-06 | ACTIVE
C2 | Slot 03 | 8 | C2S03-X1 | 1756-IB32 | DI | SV-60207 | - | JB-607 | Spray Dryer 7th Floor | 7th | 325-01-600-PD-07 | ACTIVE
C2 | Slot 03 | 9 | C2S03-X1 | 1756-IB32 | DI | SV-60207 | - | JB-607 | Spray Dryer 7th Floor | 7th | 325-01-600-PD-07 | ACTIVE
C2 | Slot 03 | 10 | C2S03-X1 | 1756-IB32 | DI | XV-60264 | - | JB-607 | Spray Dryer 7th Floor | 7th | 325-01-600-PD-02 | ACTIVE
C2 | Slot 03 | 11 | C2S03-X1 | 1756-IB32 | DI | XV-60264 | - | JB-607 | Spray Dryer 7th Floor | 7th | 325-01-600-PD-02 | ACTIVE
C2 | Slot 03 | 12 | C2S03-X1 | 1756-IB32 | DI | XV-60264FN | - | JB-607 | Spray Dryer 7th Floor | 7th | 325-01-600-PD-02 | ACTIVE
C2 | Slot 03 | 13 | C2S03-X1 | 1756-IB32 | DI | XV-60264FN | - | JB-607 | Spray Dryer 7th Floor | 7th | 325-01-600-PD-02 | ACTIVE
C2 | Slot 03 | 14 | C2S03-X1 | 1756-IB32 | DI | XV-60264FP | - | JB-607 | Spray Dryer 7th Floor | 7th | 325-01-600-PD-02 | ACTIVE
C2 | Slot 03 | 15 | C2S03-X1 | 1756-IB32 | DI | XV-60264FP | - | JB-607 | Spray Dryer 7th Floor | 7th | 325-01-600-PD-02 | ACTIVE
C2 | Slot 03 | 16 | C2S03-X2 | 1756-IB32 | DI | XV-60201 | - | JB-607 | Spray Dryer 7th Floor | 7th | 325-01-600-PD-02 | ACTIVE
C2 | Slot 03 | 17 | C2S03-X2 | 1756-IB32 | DI | XV-60201 | - | JB-607 | Spray Dryer 7th Floor | 7th | 325-01-600-PD-02 | ACTIVE
C2 | Slot 03 | 18 | C2S03-X2 | 1756-IB32 | DI | XV-60264FQ | - | JB-607 | Spray Dryer 7th Floor | 7th | 325-01-600-PD-02 | ACTIVE
C2 | Slot 03 | 19 | C2S03-X2 | 1756-IB32 | DI | XV-60264FQ | - | JB-607 | Spray Dryer 7th Floor | 7th | 325-01-600-PD-02 | ACTIVE
C2 | Slot 03 | 20 | C2S03-X2 | 1756-IB32 | DI | XV-60261 | - | JB-607 | Spray Dryer 7th Floor | 7th | 325-01-600-PD-02 | ACTIVE
C2 | Slot 03 | 21 | C2S03-X2 | 1756-IB32 | DI | XV-60261 | - | JB-607 | Spray Dryer 7th Floor | 7th | 325-01-600-PD-02 | ACTIVE
C2 | Slot 03 | 22 | C2S03-X2 | 1756-IB32 | DI | XV-60264FR | - | JB-607 | Spray Dryer 7th Floor | 7th | 325-01-600-PD-02 | ACTIVE
C2 | Slot 03 | 23 | C2S03-X2 | 1756-IB32 | DI | XV-60264FR | - | JB-607 | Spray Dryer 7th Floor | 7th | 325-01-600-PD-02 | ACTIVE
C2 | Slot 03 | 24 | C2S03-X2 | 1756-IB32 | DI | XV-60261FA | - | JB-607 | Spray Dryer 7th Floor | 7th | 325-01-600-PD-02 | ACTIVE
C2 | Slot 03 | 25 | C2S03-X2 | 1756-IB32 | DI | XV-60261FA | - | JB-607 | Spray Dryer 7th Floor | 7th | 325-01-600-PD-02 | ACTIVE
C2 | Slot 03 | 26 | C2S03-X2 | 1756-IB32 | DI | XV-60264SN | - | JB-607 | Spray Dryer 7th Floor | 7th | 325-01-600-PD-02 | ACTIVE
C2 | Slot 03 | 27 | C2S03-X2 | 1756-IB32 | DI | XV-60264SN | - | JB-607 | Spray Dryer 7th Floor | 7th | 325-01-600-PD-02 | ACTIVE
C2 | Slot 03 | 28 | C2S03-X2 | 1756-IB32 | DI | XV-60261FB | - | JB-607 | Spray Dryer 7th Floor | 7th | 325-01-600-PD-02 | ACTIVE
C2 | Slot 03 | 29 | C2S03-X2 | 1756-IB32 | DI | XV-60261FB | - | JB-607 | Spray Dryer 7th Floor | 7th | 325-01-600-PD-02 | ACTIVE
C2 | Slot 03 | 30 | C2S03-X2 | 1756-IB32 | DI | XV-60264SP | - | JB-607 | Spray Dryer 7th Floor | 7th | 325-01-600-PD-02 | ACTIVE
C2 | Slot 03 | 31 | C2S03-X2 | 1756-IB32 | DI | XV-60264SP | - | JB-607 | Spray Dryer 7th Floor | 7th | 325-01-600-PD-02 | ACTIVE
C2 | Slot 04 | 0 | C2S04-X1 | 1756-IB32 | DI | XV-60261FC | - | JB-607 | Spray Dryer 7th Floor | 7th | 325-01-600-PD-02 | ACTIVE
C2 | Slot 04 | 1 | C2S04-X1 | 1756-IB32 | DI | XV-60261FC | - | JB-607 | Spray Dryer 7th Floor | 7th | 325-01-600-PD-02 | ACTIVE
C2 | Slot 04 | 2 | C2S04-X1 | 1756-IB32 | DI | XV-60264SQ | - | JB-607 | Spray Dryer 7th Floor | 7th | 325-01-600-PD-02 | ACTIVE
C2 | Slot 04 | 3 | C2S04-X1 | 1756-IB32 | DI | XV-60264SQ | - | JB-607 | Spray Dryer 7th Floor | 7th | 325-01-600-PD-02 | ACTIVE
C2 | Slot 04 | 4 | C2S04-X1 | 1756-IB32 | DI | XV-60261FD | - | JB-607 | Spray Dryer 7th Floor | 7th | 325-01-600-PD-02 | ACTIVE
C2 | Slot 04 | 5 | C2S04-X1 | 1756-IB32 | DI | XV-60261FD | - | JB-607 | Spray Dryer 7th Floor | 7th | 325-01-600-PD-02 | ACTIVE
C2 | Slot 04 | 6 | C2S04-X1 | 1756-IB32 | DI | XV-60264SR | - | JB-607 | Spray Dryer 7th Floor | 7th | 325-01-600-PD-02 | ACTIVE
C2 | Slot 04 | 7 | C2S04-X1 | 1756-IB32 | DI | XV-60264SR | - | JB-607 | Spray Dryer 7th Floor | 7th | 325-01-600-PD-02 | ACTIVE
C2 | Slot 04 | 8 | C2S04-X1 | 1756-IB32 | DI | XV-60261SA | - | JB-607 | Spray Dryer 7th Floor | 7th | 325-01-600-PD-02 | ACTIVE
C2 | Slot 04 | 9 | C2S04-X1 | 1756-IB32 | DI | XV-60261SA | - | JB-607 | Spray Dryer 7th Floor | 7th | 325-01-600-PD-02 | ACTIVE
C2 | Slot 04 | 10 | C2S04-X1 | 1756-IB32 | DI | XV-60261SB | - | JB-607 | Spray Dryer 7th Floor | 7th | 325-01-600-PD-02 | ACTIVE
C2 | Slot 04 | 11 | C2S04-X1 | 1756-IB32 | DI | XV-60261SB | - | JB-607 | Spray Dryer 7th Floor | 7th | 325-01-600-PD-02 | ACTIVE
C2 | Slot 04 | 12 | C2S04-X1 | 1756-IB32 | DI | XV-60261SC | - | JB-607 | Spray Dryer 7th Floor | 7th | 325-01-600-PD-02 | ACTIVE
C2 | Slot 04 | 13 | C2S04-X1 | 1756-IB32 | DI | XV-60261SC | - | JB-607 | Spray Dryer 7th Floor | 7th | 325-01-600-PD-02 | ACTIVE
C2 | Slot 04 | 14 | C2S04-X1 | 1756-IB32 | DI | XV-60261SD | - | JB-607 | Spray Dryer 7th Floor | 7th | 325-01-600-PD-02 | ACTIVE
C2 | Slot 04 | 15 | C2S04-X1 | 1756-IB32 | DI | XV-60261SD | - | JB-607 | Spray Dryer 7th Floor | 7th | 325-01-600-PD-02 | ACTIVE
C2 | Slot 04 | 16 | C2S04-X2 | 1756-IB32 | DI | XV-60262 | - | JB-607 | Spray Dryer 7th Floor | 7th | 325-01-600-PD-02 | ACTIVE
C2 | Slot 04 | 17 | C2S04-X2 | 1756-IB32 | DI | XV-60262 | - | JB-607 | Spray Dryer 7th Floor | 7th | 325-01-600-PD-02 | ACTIVE
C2 | Slot 04 | 18 | C2S04-X2 | 1756-IB32 | DI | XV-60262FE | - | JB-607 | Spray Dryer 7th Floor | 7th | 325-01-600-PD-02 | ACTIVE
C2 | Slot 04 | 19 | C2S04-X2 | 1756-IB32 | DI | XV-60262FE | - | JB-607 | Spray Dryer 7th Floor | 7th | 325-01-600-PD-02 | ACTIVE
C2 | Slot 04 | 20 | C2S04-X2 | 1756-IB32 | DI | XV-60262FF | - | JB-607 | Spray Dryer 7th Floor | 7th | 325-01-600-PD-02 | ACTIVE
C2 | Slot 04 | 21 | C2S04-X2 | 1756-IB32 | DI | XV-60262FF | - | JB-607 | Spray Dryer 7th Floor | 7th | 325-01-600-PD-02 | ACTIVE
C2 | Slot 04 | 22 | C2S04-X2 | 1756-IB32 | DI | XV-60262FG | - | JB-607 | Spray Dryer 7th Floor | 7th | 325-01-600-PD-02 | ACTIVE
C2 | Slot 04 | 23 | C2S04-X2 | 1756-IB32 | DI | XV-60262FG | - | JB-607 | Spray Dryer 7th Floor | 7th | 325-01-600-PD-02 | ACTIVE
C2 | Slot 04 | 24 | C2S04-X2 | 1756-IB32 | DI | XV-60262FH | - | JB-607 | Spray Dryer 7th Floor | 7th | 325-01-600-PD-02 | ACTIVE
C2 | Slot 04 | 25 | C2S04-X2 | 1756-IB32 | DI | XV-60262FH | - | JB-607 | Spray Dryer 7th Floor | 7th | 325-01-600-PD-02 | ACTIVE
C2 | Slot 04 | 26 | C2S04-X2 | 1756-IB32 | DI | XV-60262SE | - | JB-607 | Spray Dryer 7th Floor | 7th | 325-01-600-PD-02 | ACTIVE
C2 | Slot 04 | 27 | C2S04-X2 | 1756-IB32 | DI | XV-60262SE | - | JB-607 | Spray Dryer 7th Floor | 7th | 325-01-600-PD-02 | ACTIVE
C2 | Slot 04 | 28 | C2S04-X2 | 1756-IB32 | DI | XV-60262SF | - | JB-607 | Spray Dryer 7th Floor | 7th | 325-01-600-PD-02 | ACTIVE
C2 | Slot 04 | 29 | C2S04-X2 | 1756-IB32 | DI | XV-60262SF | - | JB-607 | Spray Dryer 7th Floor | 7th | 325-01-600-PD-02 | ACTIVE
C2 | Slot 04 | 30 | C2S04-X2 | 1756-IB32 | DI | XV-60262SG | - | JB-607 | Spray Dryer 7th Floor | 7th | 325-01-600-PD-02 | ACTIVE
C2 | Slot 04 | 31 | C2S04-X2 | 1756-IB32 | DI | XV-60262SG | - | JB-607 | Spray Dryer 7th Floor | 7th | 325-01-600-PD-02 | ACTIVE
C2 | Slot 05 | 0 | C2S05-X1 | 1756-IB32 | DI | XV-60262SH | - | JB-607 | Spray Dryer 7th Floor | 7th | 325-01-600-PD-02 | ACTIVE
C2 | Slot 05 | 1 | C2S05-X1 | 1756-IB32 | DI | XV-60262SH | - | JB-607 | Spray Dryer 7th Floor | 7th | 325-01-600-PD-02 | ACTIVE
C2 | Slot 05 | 2 | C2S05-X1 | 1756-IB32 | DI | XV-60263 | - | JB-607 | Spray Dryer 7th Floor | 7th | 325-01-600-PD-02 | ACTIVE
C2 | Slot 05 | 3 | C2S05-X1 | 1756-IB32 | DI | XV-60263 | - | JB-607 | Spray Dryer 7th Floor | 7th | 325-01-600-PD-02 | ACTIVE
C2 | Slot 05 | 4 | C2S05-X1 | 1756-IB32 | DI | XV-60263FJ | - | JB-607 | Spray Dryer 7th Floor | 7th | 325-01-600-PD-02 | ACTIVE
C2 | Slot 05 | 5 | C2S05-X1 | 1756-IB32 | DI | XV-60263FJ | - | JB-607 | Spray Dryer 7th Floor | 7th | 325-01-600-PD-02 | ACTIVE
C2 | Slot 05 | 6 | C2S05-X1 | 1756-IB32 | DI | XV-60263FK | - | JB-607 | Spray Dryer 7th Floor | 7th | 325-01-600-PD-02 | ACTIVE
C2 | Slot 05 | 7 | C2S05-X1 | 1756-IB32 | DI | XV-60263FK | - | JB-607 | Spray Dryer 7th Floor | 7th | 325-01-600-PD-02 | ACTIVE
C2 | Slot 05 | 8 | C2S05-X1 | 1756-IB32 | DI | XV-60263FL | - | JB-607 | Spray Dryer 7th Floor | 7th | 325-01-600-PD-02 | ACTIVE
C2 | Slot 05 | 9 | C2S05-X1 | 1756-IB32 | DI | XV-60263FL | - | JB-607 | Spray Dryer 7th Floor | 7th | 325-01-600-PD-02 | ACTIVE
C2 | Slot 05 | 10 | C2S05-X1 | 1756-IB32 | DI | XV-60263FM | - | JB-607 | Spray Dryer 7th Floor | 7th | 325-01-600-PD-02 | ACTIVE
C2 | Slot 05 | 11 | C2S05-X1 | 1756-IB32 | DI | XV-60263FM | - | JB-607 | Spray Dryer 7th Floor | 7th | 325-01-600-PD-02 | ACTIVE
C2 | Slot 05 | 12 | C2S05-X1 | 1756-IB32 | DI | XV-60263SJ | - | JB-607 | Spray Dryer 7th Floor | 7th | 325-01-600-PD-02 | ACTIVE
C2 | Slot 05 | 13 | C2S05-X1 | 1756-IB32 | DI | XV-60263SJ | - | JB-607 | Spray Dryer 7th Floor | 7th | 325-01-600-PD-02 | ACTIVE
C2 | Slot 05 | 14 | C2S05-X1 | 1756-IB32 | DI | XV-60263SK | - | JB-607 | Spray Dryer 7th Floor | 7th | 325-01-600-PD-02 | ACTIVE
C2 | Slot 05 | 15 | C2S05-X1 | 1756-IB32 | DI | XV-60263SK | - | JB-607 | Spray Dryer 7th Floor | 7th | 325-01-600-PD-02 | ACTIVE
C2 | Slot 05 | 16 | C2S05-X2 | 1756-IB32 | DI | XV-60263SL | - | JB-607 | Spray Dryer 7th Floor | 7th | 325-01-600-PD-02 | ACTIVE
C2 | Slot 05 | 17 | C2S05-X2 | 1756-IB32 | DI | XV-60263SL | - | JB-607 | Spray Dryer 7th Floor | 7th | 325-01-600-PD-02 | ACTIVE
C2 | Slot 05 | 18 | C2S05-X2 | 1756-IB32 | DI | XV-60263SM | - | JB-607 | Spray Dryer 7th Floor | 7th | 325-01-600-PD-02 | ACTIVE
C2 | Slot 05 | 19 | C2S05-X2 | 1756-IB32 | DI | XV-60263SM | - | JB-607 | Spray Dryer 7th Floor | 7th | 325-01-600-PD-02 | ACTIVE
C2 | Slot 05 | 20 | C2S05-X2 | 1756-IB32 | DI | SPARE | Spare Reserve Channel | JB-607 | Spray Dryer 7th Floor | - | - | SPARE
C2 | Slot 05 | 21 | C2S05-X2 | 1756-IB32 | DI | SPARE | Spare Reserve Channel | JB-607 | Spray Dryer 7th Floor | - | - | SPARE
C2 | Slot 05 | 22 | C2S05-X2 | 1756-IB32 | DI | SPARE | Spare Reserve Channel | JB-607 | Spray Dryer 7th Floor | - | - | SPARE
C2 | Slot 05 | 23 | C2S05-X2 | 1756-IB32 | DI | SPARE | Spare Reserve Channel | JB-607 | Spray Dryer 7th Floor | - | - | SPARE
C2 | Slot 05 | 24 | C2S05-X2 | 1756-IB32 | DI | SPARE | Spare Reserve Channel | JB-607 | Spray Dryer 7th Floor | - | - | SPARE
C2 | Slot 05 | 25 | C2S05-X2 | 1756-IB32 | DI | SPARE | Spare Reserve Channel | JB-607 | Spray Dryer 7th Floor | - | - | SPARE
C2 | Slot 05 | 26 | C2S05-X2 | 1756-IB32 | DI | SPARE | Spare Reserve Channel | JB-607 | Spray Dryer 7th Floor | - | - | SPARE
C2 | Slot 05 | 27 | C2S05-X2 | 1756-IB32 | DI | SPARE | Spare Reserve Channel | JB-607 | Spray Dryer 7th Floor | - | - | SPARE
C2 | Slot 05 | 28 | C2S05-X2 | 1756-IB32 | DI | SPARE | Spare Reserve Channel | JB-607 | Spray Dryer 7th Floor | - | - | SPARE
C2 | Slot 05 | 29 | C2S05-X2 | 1756-IB32 | DI | SPARE | Spare Reserve Channel | JB-607 | Spray Dryer 7th Floor | - | - | SPARE
C2 | Slot 05 | 30 | C2S05-X2 | 1756-IB32 | DI | SPARE | Spare Reserve Channel | JB-607 | Spray Dryer 7th Floor | - | - | SPARE
C2 | Slot 05 | 31 | C2S05-X2 | 1756-IB32 | DI | SPARE | Spare Reserve Channel | JB-607 | Spray Dryer 7th Floor | - | - | SPARE
C2 | Slot 06 | 0 | C2S06-X1 | 1756-OB32 | DO | XV-40203F | - | JB-402 | Jet Cooker 2nd Floor | 2nd | - | ACTIVE
C2 | Slot 06 | 1 | C2S06-X1 | 1756-OB32 | DO | XV-40204B | - | JB-402 | Jet Cooker 2nd Floor | 2nd | - | ACTIVE
C2 | Slot 06 | 2 | C2S06-X1 | 1756-OB32 | DO | XV-40204C | - | JB-402 | Jet Cooker 2nd Floor | 2nd | - | ACTIVE
C2 | Slot 06 | 3 | C2S06-X1 | 1756-OB32 | DO | XV-40205A | - | JB-402 | Jet Cooker 2nd Floor | 2nd | - | ACTIVE
C2 | Slot 06 | 4 | C2S06-X1 | 1756-OB32 | DO | XV-40205B | - | JB-402 | Jet Cooker 2nd Floor | 2nd | - | ACTIVE
C2 | Slot 06 | 5 | C2S06-X1 | 1756-OB32 | DO | XV-40205C | - | JB-402 | Jet Cooker 2nd Floor | 2nd | - | ACTIVE
C2 | Slot 06 | 6 | C2S06-X1 | 1756-OB32 | DO | XV-40205D | - | JB-402 | Jet Cooker 2nd Floor | 2nd | - | ACTIVE
C2 | Slot 06 | 7 | C2S06-X1 | 1756-OB32 | DO | XV-40205F | - | JB-402 | Jet Cooker 2nd Floor | 2nd | - | ACTIVE
C2 | Slot 06 | 8 | C2S06-X1 | 1756-OB32 | DO | XV-40222 | - | JB-402 | Jet Cooker 2nd Floor | 2nd | - | ACTIVE
C2 | Slot 06 | 9 | C2S06-X1 | 1756-OB32 | DO | SPARE | Spare Reserve Channel | JB-402 | Jet Cooker 2nd Floor | - | - | SPARE
C2 | Slot 06 | 10 | C2S06-X1 | 1756-OB32 | DO | SPARE | Spare Reserve Channel | JB-402 | Jet Cooker 2nd Floor | - | - | SPARE
C2 | Slot 06 | 11 | C2S06-X1 | 1756-OB32 | DO | SPARE | Spare Reserve Channel | JB-402 | Jet Cooker 2nd Floor | - | - | SPARE
C2 | Slot 06 | 12 | C2S06-X1 | 1756-OB32 | DO | SPARE | Spare Reserve Channel | JB-402 | Jet Cooker 2nd Floor | - | - | SPARE
C2 | Slot 06 | 13 | C2S06-X1 | 1756-OB32 | DO | SPARE | Spare Reserve Channel | JB-402 | Jet Cooker 2nd Floor | - | - | SPARE
C2 | Slot 06 | 14 | C2S06-X1 | 1756-OB32 | DO | SPARE | Spare Reserve Channel | JB-402 | Jet Cooker 2nd Floor | - | - | SPARE
C2 | Slot 06 | 15 | C2S06-X1 | 1756-OB32 | DO | SPARE | Spare Reserve Channel | JB-402 | Jet Cooker 2nd Floor | - | - | SPARE
C2 | Slot 06 | 16 | C2S06-X2 | 1756-OB32 | DO | XS-60240B | - | JB-602 | Spray Dryer 3rd Floor | 4th | 325-01-600-PD-05 | ACTIVE
C2 | Slot 06 | 17 | C2S06-X2 | 1756-OB32 | DO | XV-60214 | - | JB-602 | Spray Dryer 3rd Floor | 5th | 325-01-600-PD-03 | ACTIVE
C2 | Slot 06 | 18 | C2S06-X2 | 1756-OB32 | DO | XV-60241 | - | JB-602 | Spray Dryer 3rd Floor | 5th | 325-01-600-PD-05 | ACTIVE
C2 | Slot 06 | 19 | C2S06-X2 | 1756-OB32 | DO | SPARE | Spare Reserve Channel | JB-602 | Spray Dryer 3rd Floor | - | - | SPARE
C2 | Slot 06 | 20 | C2S06-X2 | 1756-OB32 | DO | SPARE | Spare Reserve Channel | JB-602 | Spray Dryer 3rd Floor | - | - | SPARE
C2 | Slot 06 | 21 | C2S06-X2 | 1756-OB32 | DO | SPARE | Spare Reserve Channel | JB-602 | Spray Dryer 3rd Floor | - | - | SPARE
C2 | Slot 06 | 22 | C2S06-X2 | 1756-OB32 | DO | SPARE | Spare Reserve Channel | JB-602 | Spray Dryer 3rd Floor | - | - | SPARE
C2 | Slot 06 | 23 | C2S06-X2 | 1756-OB32 | DO | SPARE | Spare Reserve Channel | JB-602 | Spray Dryer 3rd Floor | - | - | SPARE
C2 | Slot 06 | 24 | C2S06-X2 | 1756-OB32 | DO | SPARE | Spare Reserve Channel | JB-602 | Spray Dryer 3rd Floor | - | - | SPARE
C2 | Slot 06 | 25 | C2S06-X2 | 1756-OB32 | DO | SPARE | Spare Reserve Channel | JB-602 | Spray Dryer 3rd Floor | - | - | SPARE
C2 | Slot 06 | 26 | C2S06-X2 | 1756-OB32 | DO | SPARE | Spare Reserve Channel | JB-602 | Spray Dryer 3rd Floor | - | - | SPARE
C2 | Slot 06 | 27 | C2S06-X2 | 1756-OB32 | DO | SPARE | Spare Reserve Channel | JB-602 | Spray Dryer 3rd Floor | - | - | SPARE
C2 | Slot 06 | 28 | C2S06-X2 | 1756-OB32 | DO | SPARE | Spare Reserve Channel | JB-602 | Spray Dryer 3rd Floor | - | - | SPARE
C2 | Slot 06 | 29 | C2S06-X2 | 1756-OB32 | DO | SPARE | Spare Reserve Channel | JB-602 | Spray Dryer 3rd Floor | - | - | SPARE
C2 | Slot 06 | 30 | C2S06-X2 | 1756-OB32 | DO | SPARE | Spare Reserve Channel | JB-602 | Spray Dryer 3rd Floor | - | - | SPARE
C2 | Slot 06 | 31 | C2S06-X2 | 1756-OB32 | DO | SPARE | Spare Reserve Channel | JB-602 | Spray Dryer 3rd Floor | - | - | SPARE
C2 | Slot 07 | 0 | C2S07-X1 | 1756-OB32 | DO | SV-60207 | - | JB-607 | Spray Dryer 7th Floor | 7th | 325-01-600-PD-07 | ACTIVE
C2 | Slot 07 | 1 | C2S07-X1 | 1756-OB32 | DO | XS-FH-60210C | - | JB-607 | Spray Dryer 7th Floor | 7th | 325-01-600-PD-06 | ACTIVE
C2 | Slot 07 | 2 | C2S07-X1 | 1756-OB32 | DO | XS-FH-60210D | - | JB-607 | Spray Dryer 7th Floor | 7th | 325-01-600-PD-06 | ACTIVE
C2 | Slot 07 | 3 | C2S07-X1 | 1756-OB32 | DO | XV-60201 | - | JB-607 | Spray Dryer 7th Floor | 7th | 325-01-600-PD-02 | ACTIVE
C2 | Slot 07 | 4 | C2S07-X1 | 1756-OB32 | DO | XV-60261 | - | JB-607 | Spray Dryer 7th Floor | 7th | 325-01-600-PD-02 | ACTIVE
C2 | Slot 07 | 5 | C2S07-X1 | 1756-OB32 | DO | XV-60261FA | - | JB-607 | Spray Dryer 7th Floor | 7th | 325-01-600-PD-02 | ACTIVE
C2 | Slot 07 | 6 | C2S07-X1 | 1756-OB32 | DO | XV-60261FB | - | JB-607 | Spray Dryer 7th Floor | 7th | 325-01-600-PD-02 | ACTIVE
C2 | Slot 07 | 7 | C2S07-X1 | 1756-OB32 | DO | XV-60261FC | - | JB-607 | Spray Dryer 7th Floor | 7th | 325-01-600-PD-02 | ACTIVE
C2 | Slot 07 | 8 | C2S07-X1 | 1756-OB32 | DO | XV-60261FD | - | JB-607 | Spray Dryer 7th Floor | 7th | 325-01-600-PD-02 | ACTIVE
C2 | Slot 07 | 9 | C2S07-X1 | 1756-OB32 | DO | XV-60261SA | - | JB-607 | Spray Dryer 7th Floor | 7th | 325-01-600-PD-02 | ACTIVE
C2 | Slot 07 | 10 | C2S07-X1 | 1756-OB32 | DO | XV-60261SB | - | JB-607 | Spray Dryer 7th Floor | 7th | 325-01-600-PD-02 | ACTIVE
C2 | Slot 07 | 11 | C2S07-X1 | 1756-OB32 | DO | XV-60261SC | - | JB-607 | Spray Dryer 7th Floor | 7th | 325-01-600-PD-02 | ACTIVE
C2 | Slot 07 | 12 | C2S07-X1 | 1756-OB32 | DO | XV-60261SD | - | JB-607 | Spray Dryer 7th Floor | 7th | 325-01-600-PD-02 | ACTIVE
C2 | Slot 07 | 13 | C2S07-X1 | 1756-OB32 | DO | XV-60262 | - | JB-607 | Spray Dryer 7th Floor | 7th | 325-01-600-PD-02 | ACTIVE
C2 | Slot 07 | 14 | C2S07-X1 | 1756-OB32 | DO | XV-60262FE | - | JB-607 | Spray Dryer 7th Floor | 7th | 325-01-600-PD-02 | ACTIVE
C2 | Slot 07 | 15 | C2S07-X1 | 1756-OB32 | DO | XV-60262FF | - | JB-607 | Spray Dryer 7th Floor | 7th | 325-01-600-PD-02 | ACTIVE
C2 | Slot 07 | 16 | C2S07-X2 | 1756-OB32 | DO | XV-60262FG | - | JB-607 | Spray Dryer 7th Floor | 7th | 325-01-600-PD-02 | ACTIVE
C2 | Slot 07 | 17 | C2S07-X2 | 1756-OB32 | DO | XV-60262FH | - | JB-607 | Spray Dryer 7th Floor | 7th | 325-01-600-PD-02 | ACTIVE
C2 | Slot 07 | 18 | C2S07-X2 | 1756-OB32 | DO | XV-60262SE | - | JB-607 | Spray Dryer 7th Floor | 7th | 325-01-600-PD-02 | ACTIVE
C2 | Slot 07 | 19 | C2S07-X2 | 1756-OB32 | DO | XV-60262SF | - | JB-607 | Spray Dryer 7th Floor | 7th | 325-01-600-PD-02 | ACTIVE
C2 | Slot 07 | 20 | C2S07-X2 | 1756-OB32 | DO | XV-60262SG | - | JB-607 | Spray Dryer 7th Floor | 7th | 325-01-600-PD-02 | ACTIVE
C2 | Slot 07 | 21 | C2S07-X2 | 1756-OB32 | DO | XV-60262SH | - | JB-607 | Spray Dryer 7th Floor | 7th | 325-01-600-PD-02 | ACTIVE
C2 | Slot 07 | 22 | C2S07-X2 | 1756-OB32 | DO | XV-60263 | - | JB-607 | Spray Dryer 7th Floor | 7th | 325-01-600-PD-02 | ACTIVE
C2 | Slot 07 | 23 | C2S07-X2 | 1756-OB32 | DO | XV-60263FJ | - | JB-607 | Spray Dryer 7th Floor | 7th | 325-01-600-PD-02 | ACTIVE
C2 | Slot 07 | 24 | C2S07-X2 | 1756-OB32 | DO | XV-60263FK | - | JB-607 | Spray Dryer 7th Floor | 7th | 325-01-600-PD-02 | ACTIVE
C2 | Slot 07 | 25 | C2S07-X2 | 1756-OB32 | DO | XV-60263FL | - | JB-607 | Spray Dryer 7th Floor | 7th | 325-01-600-PD-02 | ACTIVE
C2 | Slot 07 | 26 | C2S07-X2 | 1756-OB32 | DO | XV-60263FM | - | JB-607 | Spray Dryer 7th Floor | 7th | 325-01-600-PD-02 | ACTIVE
C2 | Slot 07 | 27 | C2S07-X2 | 1756-OB32 | DO | XV-60263SJ | - | JB-607 | Spray Dryer 7th Floor | 7th | 325-01-600-PD-02 | ACTIVE
C2 | Slot 07 | 28 | C2S07-X2 | 1756-OB32 | DO | XV-60263SK | - | JB-607 | Spray Dryer 7th Floor | 7th | 325-01-600-PD-02 | ACTIVE
C2 | Slot 07 | 29 | C2S07-X2 | 1756-OB32 | DO | XV-60263SL | - | JB-607 | Spray Dryer 7th Floor | 7th | 325-01-600-PD-02 | ACTIVE
C2 | Slot 07 | 30 | C2S07-X2 | 1756-OB32 | DO | XV-60263SM | - | JB-607 | Spray Dryer 7th Floor | 7th | 325-01-600-PD-02 | ACTIVE
C2 | Slot 07 | 31 | C2S07-X2 | 1756-OB32 | DO | SPARE | Spare Reserve Channel | JB-607 | Spray Dryer 7th Floor | - | - | SPARE
C2 | Slot 08 | 0 | C2S08-X1 | 1756-OB32 | DO | XV-60264 | - | JB-607 | Spray Dryer 7th Floor | 7th | 325-01-600-PD-02 | ACTIVE
C2 | Slot 08 | 1 | C2S08-X1 | 1756-OB32 | DO | XV-60264FN | - | JB-607 | Spray Dryer 7th Floor | 7th | 325-01-600-PD-02 | ACTIVE
C2 | Slot 08 | 2 | C2S08-X1 | 1756-OB32 | DO | XV-60264FP | - | JB-607 | Spray Dryer 7th Floor | 7th | 325-01-600-PD-02 | ACTIVE
C2 | Slot 08 | 3 | C2S08-X1 | 1756-OB32 | DO | XV-60264FQ | - | JB-607 | Spray Dryer 7th Floor | 7th | 325-01-600-PD-02 | ACTIVE
C2 | Slot 08 | 4 | C2S08-X1 | 1756-OB32 | DO | XV-60264FR | - | JB-607 | Spray Dryer 7th Floor | 7th | 325-01-600-PD-02 | ACTIVE
C2 | Slot 08 | 5 | C2S08-X1 | 1756-OB32 | DO | XV-60264SN | - | JB-607 | Spray Dryer 7th Floor | 7th | 325-01-600-PD-02 | ACTIVE
C2 | Slot 08 | 6 | C2S08-X1 | 1756-OB32 | DO | XV-60264SP | - | JB-607 | Spray Dryer 7th Floor | 7th | 325-01-600-PD-02 | ACTIVE
C2 | Slot 08 | 7 | C2S08-X1 | 1756-OB32 | DO | XV-60264SQ | - | JB-607 | Spray Dryer 7th Floor | 7th | 325-01-600-PD-02 | ACTIVE
C2 | Slot 08 | 8 | C2S08-X1 | 1756-OB32 | DO | XV-60264SR | - | JB-607 | Spray Dryer 7th Floor | 7th | 325-01-600-PD-02 | ACTIVE
C2 | Slot 08 | 9 | C2S08-X1 | 1756-OB32 | DO | SPARE | Spare Reserve Channel | JB-607 | Spray Dryer 7th Floor | - | - | SPARE
C2 | Slot 08 | 10 | C2S08-X1 | 1756-OB32 | DO | SPARE | Spare Reserve Channel | JB-607 | Spray Dryer 7th Floor | - | - | SPARE
C2 | Slot 08 | 11 | C2S08-X1 | 1756-OB32 | DO | SPARE | Spare Reserve Channel | JB-607 | Spray Dryer 7th Floor | - | - | SPARE
C2 | Slot 08 | 12 | C2S08-X1 | 1756-OB32 | DO | SPARE | Spare Reserve Channel | JB-607 | Spray Dryer 7th Floor | - | - | SPARE
C2 | Slot 08 | 13 | C2S08-X1 | 1756-OB32 | DO | SPARE | Spare Reserve Channel | JB-607 | Spray Dryer 7th Floor | - | - | SPARE
C2 | Slot 08 | 14 | C2S08-X1 | 1756-OB32 | DO | SPARE | Spare Reserve Channel | JB-607 | Spray Dryer 7th Floor | - | - | SPARE
C2 | Slot 08 | 15 | C2S08-X1 | 1756-OB32 | DO | SPARE | Spare Reserve Channel | JB-607 | Spray Dryer 7th Floor | - | - | SPARE
C2 | Slot 08 | 16 | C2S08-X2 | 1756-OB32 | DO | SPARE | Spare Reserve Channel | JB-607 | Spray Dryer 7th Floor | - | - | SPARE
C2 | Slot 08 | 17 | C2S08-X2 | 1756-OB32 | DO | SPARE | Spare Reserve Channel | JB-607 | Spray Dryer 7th Floor | - | - | SPARE
C2 | Slot 08 | 18 | C2S08-X2 | 1756-OB32 | DO | SPARE | Spare Reserve Channel | JB-607 | Spray Dryer 7th Floor | - | - | SPARE
C2 | Slot 08 | 19 | C2S08-X2 | 1756-OB32 | DO | SPARE | Spare Reserve Channel | JB-607 | Spray Dryer 7th Floor | - | - | SPARE
C2 | Slot 08 | 20 | C2S08-X2 | 1756-OB32 | DO | SPARE | Spare Reserve Channel | JB-607 | Spray Dryer 7th Floor | - | - | SPARE
C2 | Slot 08 | 21 | C2S08-X2 | 1756-OB32 | DO | SPARE | Spare Reserve Channel | JB-607 | Spray Dryer 7th Floor | - | - | SPARE
C2 | Slot 08 | 22 | C2S08-X2 | 1756-OB32 | DO | SPARE | Spare Reserve Channel | JB-607 | Spray Dryer 7th Floor | - | - | SPARE
C2 | Slot 08 | 23 | C2S08-X2 | 1756-OB32 | DO | SPARE | Spare Reserve Channel | JB-607 | Spray Dryer 7th Floor | - | - | SPARE
C2 | Slot 08 | 24 | C2S08-X2 | 1756-OB32 | DO | SPARE | Spare Reserve Channel | JB-607 | Spray Dryer 7th Floor | - | - | SPARE
C2 | Slot 08 | 25 | C2S08-X2 | 1756-OB32 | DO | SPARE | Spare Reserve Channel | JB-607 | Spray Dryer 7th Floor | - | - | SPARE
C2 | Slot 08 | 26 | C2S08-X2 | 1756-OB32 | DO | SPARE | Spare Reserve Channel | JB-607 | Spray Dryer 7th Floor | - | - | SPARE
C2 | Slot 08 | 27 | C2S08-X2 | 1756-OB32 | DO | SPARE | Spare Reserve Channel | JB-607 | Spray Dryer 7th Floor | - | - | SPARE
C2 | Slot 08 | 28 | C2S08-X2 | 1756-OB32 | DO | SPARE | Spare Reserve Channel | JB-607 | Spray Dryer 7th Floor | - | - | SPARE
C2 | Slot 08 | 29 | C2S08-X2 | 1756-OB32 | DO | SPARE | Spare Reserve Channel | JB-607 | Spray Dryer 7th Floor | - | - | SPARE
C2 | Slot 08 | 30 | C2S08-X2 | 1756-OB32 | DO | SPARE | Spare Reserve Channel | JB-607 | Spray Dryer 7th Floor | - | - | SPARE
C2 | Slot 08 | 31 | C2S08-X2 | 1756-OB32 | DO | SPARE | Spare Reserve Channel | JB-607 | Spray Dryer 7th Floor | - | - | SPARE
C2 | Slot 09 | 0 | C2S09-X1 | 1756-IF16 | AI | FT-40221 | Coriolis Flow Transmitter | JB-402 | Jet Cooker 2nd Floor | 2nd | - | ACTIVE
C2 | Slot 09 | 1 | C2S09-X1 | 1756-IF16 | AI | FT-40221 | Coriolis Flow Transmitter | JB-402 | Jet Cooker 2nd Floor | 2nd | - | ACTIVE
C2 | Slot 09 | 2 | C2S09-X1 | 1756-IF16 | AI | FT-40222 | Coriolis Flow Transmitter | JB-402 | Jet Cooker 2nd Floor | 2nd | - | ACTIVE
C2 | Slot 09 | 3 | C2S09-X1 | 1756-IF16 | AI | FT-40222 | Coriolis Flow Transmitter | JB-402 | Jet Cooker 2nd Floor | 2nd | - | ACTIVE
C2 | Slot 09 | 4 | C2S09-X1 | 1756-IF16 | AI | PT-40222 | Pressure Transmitter | JB-402 | Jet Cooker 2nd Floor | 2nd | - | ACTIVE
C2 | Slot 09 | 5 | C2S09-X1 | 1756-IF16 | AI | TT-40221 | - | JB-402 | Jet Cooker 2nd Floor | 2nd | - | ACTIVE
C2 | Slot 09 | 6 | C2S09-X1 | 1756-IF16 | AI | TT-40222 | - | JB-402 | Jet Cooker 2nd Floor | 2nd | - | ACTIVE
C2 | Slot 09 | 7 | C2S09-X1 | 1756-IF16 | AI | SPARE | Spare Reserve Channel | JB-402 | Jet Cooker 2nd Floor | - | - | SPARE
C2 | Slot 09 | 8 | C2S09-X1 | 1756-IF16 | AI | SPARE | Spare Reserve Channel | JB-402 | Jet Cooker 2nd Floor | - | - | SPARE
C2 | Slot 09 | 9 | C2S09-X1 | 1756-IF16 | AI | SPARE | Spare Reserve Channel | JB-402 | Jet Cooker 2nd Floor | - | - | SPARE
C2 | Slot 09 | 10 | C2S09-X1 | 1756-IF16 | AI | SPARE | Spare Reserve Channel | JB-402 | Jet Cooker 2nd Floor | - | - | SPARE
C2 | Slot 09 | 11 | C2S09-X1 | 1756-IF16 | AI | SPARE | Spare Reserve Channel | JB-402 | Jet Cooker 2nd Floor | - | - | SPARE
C2 | Slot 09 | 12 | C2S09-X1 | 1756-IF16 | AI | SPARE | Spare Reserve Channel | JB-402 | Jet Cooker 2nd Floor | - | - | SPARE
C2 | Slot 09 | 13 | C2S09-X1 | 1756-IF16 | AI | SPARE | Spare Reserve Channel | JB-402 | Jet Cooker 2nd Floor | - | - | SPARE
C2 | Slot 09 | 14 | C2S09-X1 | 1756-IF16 | AI | SPARE | Spare Reserve Channel | JB-402 | Jet Cooker 2nd Floor | - | - | SPARE
C2 | Slot 09 | 15 | C2S09-X1 | 1756-IF16 | AI | SPARE | Spare Reserve Channel | JB-402 | Jet Cooker 2nd Floor | - | - | SPARE
C2 | Slot 10 | 0 | C2S10-X1 | 1756-IF16 | AI | AT-60241 | Dust Analyzer Transmitter | JB-602 | Spray Dryer 3rd Floor | 5th | 325-01-600-PD-05 | ACTIVE
C2 | Slot 10 | 1 | C2S10-X1 | 1756-IF16 | AI | DPT-60203 | Differential Pressure Transmitte | JB-602 | Spray Dryer 3rd Floor | 5th | 325-01-600-PD-03 | ACTIVE
C2 | Slot 10 | 2 | C2S10-X1 | 1756-IF16 | AI | FT-60202 | - | JB-602 | Spray Dryer 3rd Floor | 5th | 325-01-600-PD-09 | ACTIVE
C2 | Slot 10 | 3 | C2S10-X1 | 1756-IF16 | AI | PT-60210 | Pressure Transmitter | JB-602 | Spray Dryer 3rd Floor | 5th | 325-01-600-PD-03 | ACTIVE
C2 | Slot 10 | 4 | C2S10-X1 | 1756-IF16 | AI | PT-60215 | Pressure Transmitter | JB-602 | Spray Dryer 3rd Floor | 5th | 325-01-600-PD-03 | ACTIVE
C2 | Slot 10 | 5 | C2S10-X1 | 1756-IF16 | AI | PT-60216 | Pressure Transmitter | JB-602 | Spray Dryer 3rd Floor | 5th | 325-01-600-PD-03 | ACTIVE
C2 | Slot 10 | 6 | C2S10-X1 | 1756-IF16 | AI | PT-60240 | Pressure Transmitter | JB-602 | Spray Dryer 3rd Floor | 5th | 325-01-600-PD-05 | ACTIVE
C2 | Slot 10 | 7 | C2S10-X1 | 1756-IF16 | AI | PT-60241 | Pressure Transmitter | JB-602 | Spray Dryer 3rd Floor | 5th | 325-01-600-PD-05 | ACTIVE
C2 | Slot 10 | 8 | C2S10-X1 | 1756-IF16 | AI | TT-60210 | - | JB-602 | Spray Dryer 3rd Floor | 5th | 325-01-600-PD-03 | ACTIVE
C2 | Slot 10 | 9 | C2S10-X1 | 1756-IF16 | AI | TT-60210A | - | JB-602 | Spray Dryer 3rd Floor | 5th | 325-01-600-PD-03 | ACTIVE
C2 | Slot 10 | 10 | C2S10-X1 | 1756-IF16 | AI | TT-60210B | - | JB-602 | Spray Dryer 3rd Floor | 5th | 325-01-600-PD-03 | ACTIVE
C2 | Slot 10 | 11 | C2S10-X1 | 1756-IF16 | AI | TT-60211 | - | JB-602 | Spray Dryer 3rd Floor | 5th | 325-01-600-PD-03 | ACTIVE
C2 | Slot 10 | 12 | C2S10-X1 | 1756-IF16 | AI | TT-60212A | - | JB-602 | Spray Dryer 3rd Floor | 5th | 325-01-600-PD-03 | ACTIVE
C2 | Slot 10 | 13 | C2S10-X1 | 1756-IF16 | AI | TT-60212B | - | JB-602 | Spray Dryer 3rd Floor | 5th | 325-01-600-PD-03 | ACTIVE
C2 | Slot 10 | 14 | C2S10-X1 | 1756-IF16 | AI | TT-60214 | - | JB-602 | Spray Dryer 3rd Floor | 5th | 325-01-600-PD-03 | ACTIVE
C2 | Slot 10 | 15 | C2S10-X1 | 1756-IF16 | AI | TT-60215A | - | JB-602 | Spray Dryer 3rd Floor | 5th | 325-01-600-PD-03 | ACTIVE
C3 | Slot 00 | 0 | C3S00-X1 | 1756-EN4TR | ETH-1 | SPARE | Spare Reserve Channel | CA1 | Main Control Cabinet | - | - | SPARE
C3 | Slot 01 | 16 | C3S01-X2 | 1756-IB32 | DI | DV-61301 | - | JB-618 | Packing Tower 8th Floor | 5th | 325-01-613-PD-01 | ACTIVE
C3 | Slot 01 | 17 | C3S01-X2 | 1756-IB32 | DI | DV-61301 | - | JB-618 | Packing Tower 8th Floor | 5th | 325-01-613-PD-01 | ACTIVE
C3 | Slot 01 | 18 | C3S01-X2 | 1756-IB32 | DI | DV-61302 | - | JB-618 | Packing Tower 8th Floor | 9th | - | ACTIVE
C3 | Slot 01 | 19 | C3S01-X2 | 1756-IB32 | DI | DV-61302 | - | JB-618 | Packing Tower 8th Floor | 9th | - | ACTIVE
C3 | Slot 01 | 20 | C3S01-X2 | 1756-IB32 | DI | LS-61303 | - | JB-618 | Packing Tower 8th Floor | 7th | - | ACTIVE
C3 | Slot 01 | 21 | C3S01-X2 | 1756-IB32 | DI | PSL-61301 | - | JB-618 | Packing Tower 8th Floor | 5th | 325-01-613-PD-01 | ACTIVE
C3 | Slot 01 | 22 | C3S01-X2 | 1756-IB32 | DI | PSL-61302 | - | JB-618 | Packing Tower 8th Floor | 9th | 325-01-613-PD-01 | ACTIVE
C3 | Slot 01 | 28 | C3S01-X2 | 1756-IB32 | DI | SPARE | Spare Reserve Channel | JB-618 | Packing Tower 8th Floor | - | - | SPARE
C3 | Slot 01 | 29 | C3S01-X2 | 1756-IB32 | DI | SPARE | Spare Reserve Channel | JB-618 | Packing Tower 8th Floor | - | - | SPARE
C3 | Slot 01 | 30 | C3S01-X2 | 1756-IB32 | DI | SPARE | Spare Reserve Channel | JB-618 | Packing Tower 8th Floor | - | - | SPARE
C3 | Slot 01 | 31 | C3S01-X2 | 1756-IB32 | DI | SPARE | Spare Reserve Channel | JB-618 | Packing Tower 8th Floor | - | - | SPARE
C3 | Slot 02 | 23 | C3S02-X2 | 1756-IB32 | DI | PSL-61311 | - | JB-618 | Packing Tower 8th Floor | 8th | 325-01-613-PD-04 | ACTIVE
C3 | Slot 02 | 24 | C3S02-X2 | 1756-IB32 | DI | SV-61304 | - | JB-618 | Packing Tower 8th Floor | 9th | 325-01-613-PD-01 | ACTIVE
C3 | Slot 02 | 25 | C3S02-X2 | 1756-IB32 | DI | SV-61304 | - | JB-618 | Packing Tower 8th Floor | 9th | 325-01-613-PD-01 | ACTIVE
C3 | Slot 02 | 26 | C3S02-X2 | 1756-IB32 | DI | XV-61301 | - | JB-618 | Packing Tower 8th Floor | 5th | - | ACTIVE
C3 | Slot 02 | 27 | C3S02-X2 | 1756-IB32 | DI | XV-61301 | - | JB-618 | Packing Tower 8th Floor | 5th | - | ACTIVE
C3 | Slot 03 | 0 | C3S03-X1 | 1756-OB32 | DO | DV-61301 | - | JB-618 | Packing Tower 8th Floor | 5th | 325-01-613-PD-01 | ACTIVE
C3 | Slot 03 | 1 | C3S03-X1 | 1756-OB32 | DO | DV-61302 | - | JB-618 | Packing Tower 8th Floor | 9th | - | ACTIVE
C3 | Slot 03 | 2 | C3S03-X1 | 1756-OB32 | DO | SV-61301 | - | JB-618 | Packing Tower 8th Floor | 8th | 325-01-613-PD-01 | ACTIVE
C3 | Slot 03 | 3 | C3S03-X1 | 1756-OB32 | DO | SV-61302 | - | JB-618 | Packing Tower 8th Floor | 7th | 325-01-613-PD-01 | ACTIVE
C3 | Slot 03 | 4 | C3S03-X1 | 1756-OB32 | DO | SV-61303 | - | JB-618 | Packing Tower 8th Floor | 5th | 325-01-613-PD-01 | ACTIVE
C3 | Slot 03 | 5 | C3S03-X1 | 1756-OB32 | DO | SV-61304 | - | JB-618 | Packing Tower 8th Floor | 9th | 325-01-613-PD-01 | ACTIVE
C3 | Slot 03 | 6 | C3S03-X1 | 1756-OB32 | DO | SV-61305 | - | JB-618 | Packing Tower 8th Floor | 9th | 325-01-613-PD-01 | ACTIVE
C3 | Slot 03 | 7 | C3S03-X1 | 1756-OB32 | DO | SV-61306 | - | JB-618 | Packing Tower 8th Floor | 5th | - | ACTIVE
C3 | Slot 03 | 8 | C3S03-X1 | 1756-OB32 | DO | XV-61301 | - | JB-618 | Packing Tower 8th Floor | 5th | - | ACTIVE
C3 | Slot 03 | 9 | C3S03-X1 | 1756-OB32 | DO | SPARE | Spare Reserve Channel | JB-618 | Packing Tower 8th Floor | - | - | SPARE
C3 | Slot 03 | 10 | C3S03-X1 | 1756-OB32 | DO | SPARE | Spare Reserve Channel | JB-618 | Packing Tower 8th Floor | - | - | SPARE
C3 | Slot 03 | 11 | C3S03-X1 | 1756-OB32 | DO | SPARE | Spare Reserve Channel | JB-618 | Packing Tower 8th Floor | - | - | SPARE
C3 | Slot 03 | 12 | C3S03-X1 | 1756-OB32 | DO | SPARE | Spare Reserve Channel | JB-618 | Packing Tower 8th Floor | - | - | SPARE
C3 | Slot 03 | 13 | C3S03-X1 | 1756-OB32 | DO | SPARE | Spare Reserve Channel | JB-618 | Packing Tower 8th Floor | - | - | SPARE
C3 | Slot 03 | 14 | C3S03-X1 | 1756-OB32 | DO | SPARE | Spare Reserve Channel | JB-618 | Packing Tower 8th Floor | - | - | SPARE
C3 | Slot 03 | 15 | C3S03-X1 | 1756-OB32 | DO | SPARE | Spare Reserve Channel | JB-618 | Packing Tower 8th Floor | - | - | SPARE
C3 | Slot 03 | 16 | C3S03-X2 | 1756-OB32 | DO | SPARE | Spare Reserve Channel | JB-618 | Packing Tower 8th Floor | - | - | SPARE
C3 | Slot 03 | 17 | C3S03-X2 | 1756-OB32 | DO | SPARE | Spare Reserve Channel | JB-618 | Packing Tower 8th Floor | - | - | SPARE
C3 | Slot 03 | 18 | C3S03-X2 | 1756-OB32 | DO | SPARE | Spare Reserve Channel | JB-618 | Packing Tower 8th Floor | - | - | SPARE
C3 | Slot 03 | 19 | C3S03-X2 | 1756-OB32 | DO | SPARE | Spare Reserve Channel | JB-618 | Packing Tower 8th Floor | - | - | SPARE
C3 | Slot 03 | 20 | C3S03-X2 | 1756-OB32 | DO | SPARE | Spare Reserve Channel | JB-618 | Packing Tower 8th Floor | - | - | SPARE
C3 | Slot 03 | 21 | C3S03-X2 | 1756-OB32 | DO | SPARE | Spare Reserve Channel | JB-618 | Packing Tower 8th Floor | - | - | SPARE
C3 | Slot 03 | 22 | C3S03-X2 | 1756-OB32 | DO | SPARE | Spare Reserve Channel | JB-618 | Packing Tower 8th Floor | - | - | SPARE
C3 | Slot 03 | 23 | C3S03-X2 | 1756-OB32 | DO | SPARE | Spare Reserve Channel | JB-618 | Packing Tower 8th Floor | - | - | SPARE
C3 | Slot 03 | 24 | C3S03-X2 | 1756-OB32 | DO | SPARE | Spare Reserve Channel | JB-618 | Packing Tower 8th Floor | - | - | SPARE
C3 | Slot 03 | 25 | C3S03-X2 | 1756-OB32 | DO | SPARE | Spare Reserve Channel | JB-618 | Packing Tower 8th Floor | - | - | SPARE
C3 | Slot 03 | 26 | C3S03-X2 | 1756-OB32 | DO | SPARE | Spare Reserve Channel | JB-618 | Packing Tower 8th Floor | - | - | SPARE
C3 | Slot 03 | 27 | C3S03-X2 | 1756-OB32 | DO | SPARE | Spare Reserve Channel | JB-618 | Packing Tower 8th Floor | - | - | SPARE
C3 | Slot 03 | 28 | C3S03-X2 | 1756-OB32 | DO | SPARE | Spare Reserve Channel | JB-618 | Packing Tower 8th Floor | - | - | SPARE
C3 | Slot 03 | 29 | C3S03-X2 | 1756-OB32 | DO | SPARE | Spare Reserve Channel | JB-618 | Packing Tower 8th Floor | - | - | SPARE
C3 | Slot 03 | 30 | C3S03-X2 | 1756-OB32 | DO | SPARE | Spare Reserve Channel | JB-618 | Packing Tower 8th Floor | - | - | SPARE
C3 | Slot 03 | 31 | C3S03-X2 | 1756-OB32 | DO | SPARE | Spare Reserve Channel | JB-618 | Packing Tower 8th Floor | - | - | SPARE
C3 | Slot 05 | 0 | C3S05-X1 | 1756-IF16 | AI | PT-61303 | Pressure Transmitter | JB-618 | Packing Tower 8th Floor | 8th | - | ACTIVE
C3 | Slot 05 | 1 | C3S05-X1 | 1756-IF16 | AI | PT-61306 | - | JB-618 | Packing Tower 8th Floor | 8th | - | ACTIVE
C3 | Slot 05 | 2 | C3S05-X1 | 1756-IF16 | AI | TT-61303 | - | JB-618 | Packing Tower 8th Floor | 8th | - | ACTIVE
C3 | Slot 05 | 3 | C3S05-X1 | 1756-IF16 | AI | TT-61304 | - | JB-618 | Packing Tower 8th Floor | 8th | - | ACTIVE
C3 | Slot 06 | 0 | C3S06-X1 | 1756-N2 | AI | TT-60215B | - | JB-602 | Spray Dryer 3rd Floor | 5th | 325-01-600-PD-03 | ACTIVE
C3 | Slot 06 | 1 | C3S06-X1 | 1756-N2 | AI | TT-60216 | - | JB-602 | Spray Dryer 3rd Floor | 5th | 325-01-600-PD-03 | ACTIVE
C3 | Slot 06 | 2 | C3S06-X1 | 1756-N2 | AI | TT-60240 | - | JB-602 | Spray Dryer 3rd Floor | 5th | 325-01-600-PD-05 | ACTIVE
C3 | Slot 06 | 3 | C3S06-X1 | 1756-N2 | AI | TT-60241A | - | JB-602 | Spray Dryer 3rd Floor | 5th | 325-01-600-PD-05 | ACTIVE
C3 | Slot 06 | 4 | C3S06-X1 | 1756-N2 | AI | TT-60241B | - | JB-602 | Spray Dryer 3rd Floor | 5th | 325-01-600-PD-05 | ACTIVE
C3 | Slot 06 | 5 | C3S06-X1 | 1756-N2 | AI | VT-60210A | - | JB-602 | Spray Dryer 3rd Floor | 5th | 325-01-600-PD-03 | ACTIVE
C3 | Slot 06 | 6 | C3S06-X1 | 1756-N2 | AI | VT-60210B | - | JB-602 | Spray Dryer 3rd Floor | 5th | 325-01-600-PD-03 | ACTIVE
C3 | Slot 06 | 7 | C3S06-X1 | 1756-N2 | AI | VT-60241A | - | JB-602 | Spray Dryer 3rd Floor | 5th | 325-01-600-PD-05 | ACTIVE
C3 | Slot 06 | 8 | C3S06-X1 | 1756-N2 | AI | VT-60241B | - | JB-602 | Spray Dryer 3rd Floor | 5th | 325-01-600-PD-05 | ACTIVE
C3 | Slot 06 | 9 | C3S06-X1 | 1756-N2 | AI | FT-60210 | - | JB-602 | Spray Dryer 3rd Floor | 5th | 325-01-600-PD-03 | ACTIVE
C3 | Slot 06 | 10 | C3S06-X1 | 1756-N2 | AI | FT-60211 | - | JB-602 | Spray Dryer 3rd Floor | 5th | 325-01-600-PD-03 | ACTIVE
C3 | Slot 06 | 11 | C3S06-X1 | 1756-N2 | AI | FT-60210 | - | JB-602 | Spray Dryer 3rd Floor | 5th | 325-01-600-PD-03 | ACTIVE
C3 | Slot 06 | 12 | C3S06-X1 | 1756-N2 | AI | FT-60211 | - | JB-602 | Spray Dryer 3rd Floor | 5th | 325-01-600-PD-03 | ACTIVE
C3 | Slot 06 | 13 | C3S06-X1 | 1756-N2 | AI | SPARE | Spare Reserve Channel | JB-602 | Spray Dryer 3rd Floor | - | - | SPARE
C3 | Slot 06 | 14 | C3S06-X1 | 1756-N2 | AI | SPARE | Spare Reserve Channel | JB-602 | Spray Dryer 3rd Floor | - | - | SPARE
C3 | Slot 06 | 15 | C3S06-X1 | 1756-N2 | AI | SPARE | Spare Reserve Channel | JB-602 | Spray Dryer 3rd Floor | - | - | SPARE
C3 | Slot 07 | 0 | C3S07-X1 | 1756-N2 | AI | FT-60207 | - | JB-607 | Spray Dryer 7th Floor | 7th | 325-01-600-PD-07 | ACTIVE
C3 | Slot 07 | 1 | C3S07-X1 | 1756-N2 | AI | FT-60221 | - | JB-607 | Spray Dryer 7th Floor | 7th | 325-01-600-PD-04 | ACTIVE
C3 | Slot 07 | 2 | C3S07-X1 | 1756-N2 | AI | FT-60261FA | - | JB-607 | Spray Dryer 7th Floor | 7th | 325-01-600-PD-02 | ACTIVE
C3 | Slot 07 | 3 | C3S07-X1 | 1756-N2 | AI | FT-60261FB | - | JB-607 | Spray Dryer 7th Floor | 7th | 325-01-600-PD-02 | ACTIVE
C3 | Slot 07 | 4 | C3S07-X1 | 1756-N2 | AI | FT-60261FC | - | JB-607 | Spray Dryer 7th Floor | 7th | 325-01-600-PD-02 | ACTIVE
C3 | Slot 07 | 5 | C3S07-X1 | 1756-N2 | AI | FT-60261FD | - | JB-607 | Spray Dryer 7th Floor | 7th | 325-01-600-PD-02 | ACTIVE
C3 | Slot 07 | 6 | C3S07-X1 | 1756-N2 | AI | FT-60262FE | - | JB-607 | Spray Dryer 7th Floor | 7th | 325-01-600-PD-02 | ACTIVE
C3 | Slot 07 | 7 | C3S07-X1 | 1756-N2 | AI | FT-60262FF | - | JB-607 | Spray Dryer 7th Floor | 7th | 325-01-600-PD-02 | ACTIVE
C3 | Slot 07 | 8 | C3S07-X1 | 1756-N2 | AI | FT-60262FG | - | JB-607 | Spray Dryer 7th Floor | 7th | 325-01-600-PD-02 | ACTIVE
C3 | Slot 07 | 9 | C3S07-X1 | 1756-N2 | AI | FT-60262FH | - | JB-607 | Spray Dryer 7th Floor | 7th | 325-01-600-PD-02 | ACTIVE
C3 | Slot 07 | 10 | C3S07-X1 | 1756-N2 | AI | FT-60263FJ | - | JB-607 | Spray Dryer 7th Floor | 7th | 325-01-600-PD-02 | ACTIVE
C3 | Slot 07 | 11 | C3S07-X1 | 1756-N2 | AI | FT-60263FK | - | JB-607 | Spray Dryer 7th Floor | 7th | 325-01-600-PD-02 | ACTIVE
C3 | Slot 07 | 12 | C3S07-X1 | 1756-N2 | AI | FT-60263FL | - | JB-607 | Spray Dryer 7th Floor | 7th | 325-01-600-PD-02 | ACTIVE
C3 | Slot 07 | 13 | C3S07-X1 | 1756-N2 | AI | FT-60263FM | - | JB-607 | Spray Dryer 7th Floor | 7th | 325-01-600-PD-02 | ACTIVE
C3 | Slot 07 | 14 | C3S07-X1 | 1756-N2 | AI | FT-60264FN | - | JB-607 | Spray Dryer 7th Floor | 7th | 325-01-600-PD-02 | ACTIVE
C3 | Slot 07 | 15 | C3S07-X1 | 1756-N2 | AI | FT-60264FP | - | JB-607 | Spray Dryer 7th Floor | 7th | 325-01-600-PD-02 | ACTIVE
C3 | Slot 08 | 0 | C3S08-X1 | 1756-N2 | AI | FT-60264FQ | - | JB-607 | Spray Dryer 7th Floor | 7th | 325-01-600-PD-02 | ACTIVE
C3 | Slot 08 | 1 | C3S08-X1 | 1756-N2 | AI | FT-60264FR | - | JB-607 | Spray Dryer 7th Floor | 7th | 325-01-600-PD-02 | ACTIVE
C3 | Slot 08 | 2 | C3S08-X1 | 1756-N2 | AI | PT-60201 | Pressure Transmitter | JB-607 | Spray Dryer 7th Floor | 7th | - | ACTIVE
C3 | Slot 08 | 3 | C3S08-X1 | 1756-N2 | AI | PT-60207 | Pressure Transmitter | JB-607 | Spray Dryer 7th Floor | 7th | 325-01-600-PD-07 | ACTIVE
C3 | Slot 08 | 4 | C3S08-X1 | 1756-N2 | AI | PT-60221 | Pressure Transmitter | JB-607 | Spray Dryer 7th Floor | 7th | 325-01-600-PD-02 | ACTIVE
C3 | Slot 08 | 5 | C3S08-X1 | 1756-N2 | AI | PT-60221 | Pressure Transmitter | JB-607 | Spray Dryer 7th Floor | 7th | 325-01-600-PD-04 | ACTIVE
C3 | Slot 08 | 6 | C3S08-X1 | 1756-N2 | AI | TI-FH-60210 | - | JB-607 | Spray Dryer 7th Floor | 7th | 325-01-600-PD-06 | ACTIVE
C3 | Slot 08 | 7 | C3S08-X1 | 1756-N2 | AI | TT-60201 | - | JB-607 | Spray Dryer 7th Floor | 7th | 325-01-600-PD-02 | ACTIVE
C3 | Slot 08 | 8 | C3S08-X1 | 1756-N2 | AI | TT-60202 | - | JB-607 | Spray Dryer 7th Floor | 7th | 325-01-600-PD-07 | ACTIVE
C3 | Slot 08 | 9 | C3S08-X1 | 1756-N2 | AI | TT-60207 | - | JB-607 | Spray Dryer 7th Floor | 7th | 325-01-600-PD-07 | ACTIVE
C3 | Slot 08 | 10 | C3S08-X1 | 1756-N2 | AI | UY-FH-60210A | - | JB-607 | Spray Dryer 7th Floor | 7th | 325-01-600-PD-06 | ACTIVE
C3 | Slot 08 | 11 | C3S08-X1 | 1756-N2 | AI | SPARE | Spare Reserve Channel | JB-607 | Spray Dryer 7th Floor | - | - | SPARE
C3 | Slot 08 | 12 | C3S08-X1 | 1756-N2 | AI | SPARE | Spare Reserve Channel | JB-607 | Spray Dryer 7th Floor | - | - | SPARE
C3 | Slot 08 | 13 | C3S08-X1 | 1756-N2 | AI | SPARE | Spare Reserve Channel | JB-607 | Spray Dryer 7th Floor | - | - | SPARE
C3 | Slot 08 | 14 | C3S08-X1 | 1756-N2 | AI | SPARE | Spare Reserve Channel | JB-607 | Spray Dryer 7th Floor | - | - | SPARE
C3 | Slot 08 | 15 | C3S08-X1 | 1756-N2 | AI | SPARE | Spare Reserve Channel | JB-607 | Spray Dryer 7th Floor | - | - | SPARE
C3 | Slot 11 | 0 | C3S11-X1 | 1756-N2 | AO | TCV-40222 | - | JB-402 | Jet Cooker 2nd Floor | 2nd | - | ACTIVE
C3 | Slot 11 | 1 | C3S11-X1 | 1756-N2 | AO | TV-60202 | - | JB-602 | Spray Dryer 3rd Floor | 3rd | 325-01-600-PD-07 | ACTIVE
C3 | Slot 11 | 2 | C3S11-X1 | 1756-N2 | AO | TV-60214 | - | JB-602 | Spray Dryer 3rd Floor | 5th | 325-01-600-PD-03 | ACTIVE
C3 | Slot 11 | 3 | C3S11-X1 | 1756-N2 | AO | PV-60201 | - | JB-607 | Spray Dryer 7th Floor | 7th | 325-01-600-PD-02 | ACTIVE
C3 | Slot 11 | 4 | C3S11-X1 | 1756-N2 | AO | UY-FH-60210B | - | JB-607 | Spray Dryer 7th Floor | 7th | 325-01-600-PD-06 | ACTIVE
C3 | Slot 11 | 5 | C3S11-X1 | 1756-N2 | AO | SPARE | Spare Reserve Channel | JB-607 | Spray Dryer 7th Floor | - | - | SPARE
C3 | Slot 11 | 6 | C3S11-X1 | 1756-N2 | AO | SPARE | Spare Reserve Channel | JB-607 | Spray Dryer 7th Floor | - | - | SPARE
C3 | Slot 11 | 7 | C3S11-X1 | 1756-N2 | AO | SPARE | Spare Reserve Channel | JB-607 | Spray Dryer 7th Floor | - | - | SPARE
C4 | Slot 00 | 0 | C4S00-X1 | 1756-EN4TR | ETH-1 | SPARE | Spare Reserve Channel | CA1 | Main Control Cabinet | - | - | SPARE
C4 | Slot 01 | 0 | C4S01-X1 | 1756-IB32 | DI | FT-60203 | - | JB-606 | Spray Dryer 6th Floor | 6th | 325-01-600-PD-09 | ACTIVE
C4 | Slot 01 | 1 | C4S01-X1 | 1756-IB32 | DI | LSH-60250 | - | JB-606 | Spray Dryer 6th Floor | 6th | 325-01-600-PD-05 | ACTIVE
C4 | Slot 01 | 2 | C4S01-X1 | 1756-IB32 | DI | XA-60261 | - | JB-606 | Spray Dryer 6th Floor | 6th | 325-01-600-PD-05 | ACTIVE
C4 | Slot 01 | 3 | C4S01-X1 | 1756-IB32 | DI | XA-60262 | - | JB-606 | Spray Dryer 6th Floor | 6th | 325-01-600-PD-05 | ACTIVE
C4 | Slot 01 | 4 | C4S01-X1 | 1756-IB32 | DI | SPARE | Spare Reserve Channel | JB-606 | Spray Dryer 6th Floor | - | - | SPARE
C4 | Slot 01 | 5 | C4S01-X1 | 1756-IB32 | DI | SPARE | Spare Reserve Channel | JB-606 | Spray Dryer 6th Floor | - | - | SPARE
C4 | Slot 01 | 6 | C4S01-X1 | 1756-IB32 | DI | SPARE | Spare Reserve Channel | JB-606 | Spray Dryer 6th Floor | - | - | SPARE
C4 | Slot 01 | 7 | C4S01-X1 | 1756-IB32 | DI | SPARE | Spare Reserve Channel | JB-606 | Spray Dryer 6th Floor | - | - | SPARE
C4 | Slot 01 | 8 | C4S01-X1 | 1756-IB32 | DI | SPARE | Spare Reserve Channel | JB-606 | Spray Dryer 6th Floor | - | - | SPARE
C4 | Slot 01 | 9 | C4S01-X1 | 1756-IB32 | DI | SPARE | Spare Reserve Channel | JB-606 | Spray Dryer 6th Floor | - | - | SPARE
C4 | Slot 01 | 10 | C4S01-X1 | 1756-IB32 | DI | SPARE | Spare Reserve Channel | JB-606 | Spray Dryer 6th Floor | - | - | SPARE
C4 | Slot 01 | 11 | C4S01-X1 | 1756-IB32 | DI | SPARE | Spare Reserve Channel | JB-606 | Spray Dryer 6th Floor | - | - | SPARE
C4 | Slot 01 | 12 | C4S01-X1 | 1756-IB32 | DI | SPARE | Spare Reserve Channel | JB-606 | Spray Dryer 6th Floor | - | - | SPARE
C4 | Slot 01 | 13 | C4S01-X1 | 1756-IB32 | DI | SPARE | Spare Reserve Channel | JB-606 | Spray Dryer 6th Floor | - | - | SPARE
C4 | Slot 01 | 14 | C4S01-X1 | 1756-IB32 | DI | SPARE | Spare Reserve Channel | JB-606 | Spray Dryer 6th Floor | - | - | SPARE
C4 | Slot 01 | 15 | C4S01-X1 | 1756-IB32 | DI | SPARE | Spare Reserve Channel | JB-606 | Spray Dryer 6th Floor | - | - | SPARE
C4 | Slot 02 | 0 | C4S02-X1 | 1756-IB32 | DI | PSL-61305 | - | JB-612 | Packing Tower 2th Floor | 1st | 325-01-613-PD-03 | ACTIVE
C4 | Slot 02 | 1 | C4S02-X1 | 1756-IB32 | DI | PSL-61306 | - | JB-612 | Packing Tower 2th Floor | 1st | 325-01-613-PD-05 | ACTIVE
C4 | Slot 02 | 2 | C4S02-X1 | 1756-IB32 | DI | PVM-61301 | - | JB-612 | Packing Tower 2th Floor | 2nd | 325-01-613-PD-03 | ACTIVE
C4 | Slot 02 | 3 | C4S02-X1 | 1756-IB32 | DI | PVM-61301 | - | JB-612 | Packing Tower 2th Floor | 2nd | 325-01-613-PD-03 | ACTIVE
C4 | Slot 02 | 4 | C4S02-X1 | 1756-IB32 | DI | XA-61301A | - | JB-612 | Packing Tower 2th Floor | 1st | 325-01-613-PD-02 | ACTIVE
C4 | Slot 02 | 5 | C4S02-X1 | 1756-IB32 | DI | XA-61301B | - | JB-612 | Packing Tower 2th Floor | 1st | 325-01-613-PD-02 | ACTIVE
C4 | Slot 02 | 6 | C4S02-X1 | 1756-IB32 | DI | XA-61301C | - | JB-612 | Packing Tower 2th Floor | 1st | 325-01-613-PD-02 | ACTIVE
C4 | Slot 02 | 7 | C4S02-X1 | 1756-IB32 | DI | XA-61301D | - | JB-612 | Packing Tower 2th Floor | 1st | 325-01-613-PD-02 | ACTIVE
C4 | Slot 02 | 8 | C4S02-X1 | 1756-IB32 | DI | XA-61301E | - | JB-612 | Packing Tower 2th Floor | 1st | 325-01-613-PD-02 | ACTIVE
C4 | Slot 02 | 9 | C4S02-X1 | 1756-IB32 | DI | XA-61301F | - | JB-612 | Packing Tower 2th Floor | 1st | 325-01-613-PD-02 | ACTIVE
C4 | Slot 02 | 10 | C4S02-X1 | 1756-IB32 | DI | XA-61301G | - | JB-612 | Packing Tower 2th Floor | 1st | 325-01-613-PD-02 | ACTIVE
C4 | Slot 02 | 11 | C4S02-X1 | 1756-IB32 | DI | XA-61301H | - | JB-612 | Packing Tower 2th Floor | 1st | 325-01-613-PD-02 | ACTIVE
C4 | Slot 02 | 12 | C4S02-X1 | 1756-IB32 | DI | XA-61301J | - | JB-612 | Packing Tower 2th Floor | 1st | 325-01-613-PD-02 | ACTIVE
C4 | Slot 02 | 13 | C4S02-X1 | 1756-IB32 | DI | XV-61302 | - | JB-612 | Packing Tower 2th Floor | 2nd | 325-01-613-PD-02 | ACTIVE
C4 | Slot 02 | 14 | C4S02-X1 | 1756-IB32 | DI | XV-61302 | - | JB-612 | Packing Tower 2th Floor | 2nd | 325-01-613-PD-02 | ACTIVE
C4 | Slot 02 | 15 | C4S02-X1 | 1756-IB32 | DI | XV-61303 | - | JB-612 | Packing Tower 2th Floor | 2nd | 325-01-613-PD-02 | ACTIVE
C4 | Slot 02 | 16 | C4S02-X2 | 1756-IB32 | DI | XV-61303 | - | JB-612 | Packing Tower 2th Floor | 2nd | 325-01-613-PD-02 | ACTIVE
C4 | Slot 02 | 17 | C4S02-X2 | 1756-IB32 | DI | SPARE | Spare Reserve Channel | JB-612 | Packing Tower 2th Floor | - | - | SPARE
C4 | Slot 02 | 18 | C4S02-X2 | 1756-IB32 | DI | SPARE | Spare Reserve Channel | JB-612 | Packing Tower 2th Floor | - | - | SPARE
C4 | Slot 02 | 19 | C4S02-X2 | 1756-IB32 | DI | SPARE | Spare Reserve Channel | JB-612 | Packing Tower 2th Floor | - | - | SPARE
C4 | Slot 02 | 20 | C4S02-X2 | 1756-IB32 | DI | SPARE | Spare Reserve Channel | JB-612 | Packing Tower 2th Floor | - | - | SPARE
C4 | Slot 02 | 21 | C4S02-X2 | 1756-IB32 | DI | SPARE | Spare Reserve Channel | JB-612 | Packing Tower 2th Floor | - | - | SPARE
C4 | Slot 02 | 22 | C4S02-X2 | 1756-IB32 | DI | SPARE | Spare Reserve Channel | JB-612 | Packing Tower 2th Floor | - | - | SPARE
C4 | Slot 02 | 23 | C4S02-X2 | 1756-IB32 | DI | SPARE | Spare Reserve Channel | JB-612 | Packing Tower 2th Floor | - | - | SPARE
C4 | Slot 02 | 24 | C4S02-X2 | 1756-IB32 | DI | SPARE | Spare Reserve Channel | JB-612 | Packing Tower 2th Floor | - | - | SPARE
C4 | Slot 02 | 25 | C4S02-X2 | 1756-IB32 | DI | SPARE | Spare Reserve Channel | JB-612 | Packing Tower 2th Floor | - | - | SPARE
C4 | Slot 02 | 26 | C4S02-X2 | 1756-IB32 | DI | SPARE | Spare Reserve Channel | JB-612 | Packing Tower 2th Floor | - | - | SPARE
C4 | Slot 02 | 27 | C4S02-X2 | 1756-IB32 | DI | SPARE | Spare Reserve Channel | JB-612 | Packing Tower 2th Floor | - | - | SPARE
C4 | Slot 02 | 28 | C4S02-X2 | 1756-IB32 | DI | SPARE | Spare Reserve Channel | JB-612 | Packing Tower 2th Floor | - | - | SPARE
C4 | Slot 02 | 29 | C4S02-X2 | 1756-IB32 | DI | SPARE | Spare Reserve Channel | JB-612 | Packing Tower 2th Floor | - | - | SPARE
C4 | Slot 02 | 30 | C4S02-X2 | 1756-IB32 | DI | SPARE | Spare Reserve Channel | JB-612 | Packing Tower 2th Floor | - | - | SPARE
C4 | Slot 02 | 31 | C4S02-X2 | 1756-IB32 | DI | SPARE | Spare Reserve Channel | JB-612 | Packing Tower 2th Floor | - | - | SPARE
C4 | Slot 04 | 0 | C4S04-X1 | 1756-OB32 | DO | SV-60220 | - | JB-606 | Spray Dryer 6th Floor | 6th | 325-01-600-PD-04 | ACTIVE
C4 | Slot 04 | 1 | C4S04-X1 | 1756-OB32 | DO | SPARE | Spare Reserve Channel | JB-606 | Spray Dryer 6th Floor | - | - | SPARE
C4 | Slot 04 | 2 | C4S04-X1 | 1756-OB32 | DO | SPARE | Spare Reserve Channel | JB-606 | Spray Dryer 6th Floor | - | - | SPARE
C4 | Slot 04 | 3 | C4S04-X1 | 1756-OB32 | DO | SPARE | Spare Reserve Channel | JB-606 | Spray Dryer 6th Floor | - | - | SPARE
C4 | Slot 04 | 4 | C4S04-X1 | 1756-OB32 | DO | SPARE | Spare Reserve Channel | JB-606 | Spray Dryer 6th Floor | - | - | SPARE
C4 | Slot 04 | 5 | C4S04-X1 | 1756-OB32 | DO | SPARE | Spare Reserve Channel | JB-606 | Spray Dryer 6th Floor | - | - | SPARE
C4 | Slot 04 | 6 | C4S04-X1 | 1756-OB32 | DO | SPARE | Spare Reserve Channel | JB-606 | Spray Dryer 6th Floor | - | - | SPARE
C4 | Slot 04 | 7 | C4S04-X1 | 1756-OB32 | DO | SPARE | Spare Reserve Channel | JB-606 | Spray Dryer 6th Floor | - | - | SPARE
C4 | Slot 04 | 16 | C4S04-X2 | 1756-OB32 | DO | PVM-61301 | - | JB-612 | Packing Tower 2th Floor | 2nd | 325-01-613-PD-03 | ACTIVE
C4 | Slot 04 | 17 | C4S04-X2 | 1756-OB32 | DO | PVM-61301 | - | JB-612 | Packing Tower 2th Floor | 2nd | 325-01-613-PD-03 | ACTIVE
C4 | Slot 04 | 18 | C4S04-X2 | 1756-OB32 | DO | SV-61307 | - | JB-612 | Packing Tower 2th Floor | 3rd | - | ACTIVE
C4 | Slot 04 | 19 | C4S04-X2 | 1756-OB32 | DO | SV-61308 | - | JB-612 | Packing Tower 2th Floor | 2nd | 325-01-613-PD-03 | ACTIVE
C4 | Slot 04 | 20 | C4S04-X2 | 1756-OB32 | DO | SV-61309 | - | JB-612 | Packing Tower 2th Floor | 2nd | 325-01-613-PD-03 | ACTIVE
C4 | Slot 04 | 21 | C4S04-X2 | 1756-OB32 | DO | SV-61310 | - | JB-612 | Packing Tower 2th Floor | 2nd | 325-01-613-PD-05 | ACTIVE
C4 | Slot 04 | 22 | C4S04-X2 | 1756-OB32 | DO | SV-61311 | - | JB-612 | Packing Tower 2th Floor | 1st | 325-01-613-PD-05 | ACTIVE
C4 | Slot 04 | 23 | C4S04-X2 | 1756-OB32 | DO | XS-61301A | - | JB-612 | Packing Tower 2th Floor | 1st | 325-01-613-PD-02 | ACTIVE
C4 | Slot 04 | 24 | C4S04-X2 | 1756-OB32 | DO | XS-61301B | - | JB-612 | Packing Tower 2th Floor | 1st | 325-01-613-PD-02 | ACTIVE
C4 | Slot 04 | 25 | C4S04-X2 | 1756-OB32 | DO | XS-61301C | - | JB-612 | Packing Tower 2th Floor | 1st | 325-01-613-PD-02 | ACTIVE
C4 | Slot 04 | 26 | C4S04-X2 | 1756-OB32 | DO | XS-61301D | - | JB-612 | Packing Tower 2th Floor | 1st | 325-01-613-PD-02 | ACTIVE
C4 | Slot 04 | 27 | C4S04-X2 | 1756-OB32 | DO | XS-61301E | - | JB-612 | Packing Tower 2th Floor | 1st | 325-01-613-PD-02 | ACTIVE
C4 | Slot 04 | 28 | C4S04-X2 | 1756-OB32 | DO | XS-61301F | - | JB-612 | Packing Tower 2th Floor | 1st | 325-01-613-PD-02 | ACTIVE
C4 | Slot 04 | 29 | C4S04-X2 | 1756-OB32 | DO | XV-61302 | - | JB-612 | Packing Tower 2th Floor | 2nd | 325-01-613-PD-02 | ACTIVE
C4 | Slot 04 | 30 | C4S04-X2 | 1756-OB32 | DO | XV-61303 | - | JB-612 | Packing Tower 2th Floor | 2nd | 325-01-613-PD-02 | ACTIVE
C4 | Slot 04 | 31 | C4S04-X2 | 1756-OB32 | DO | SPARE | Spare Reserve Channel | JB-612 | Packing Tower 2th Floor | - | - | SPARE
C4 | Slot 05 | 0 | C4S05-X1 | 1756-IF16 | AI | DPT-60201 | Differential Pressure Transmitte | JB-606 | Spray Dryer 6th Floor | 6th | 325-01-600-PD-09 | ACTIVE
C4 | Slot 05 | 1 | C4S05-X1 | 1756-IF16 | AI | FT-60203 | - | JB-606 | Spray Dryer 6th Floor | 6th | 325-01-600-PD-09 | ACTIVE
C4 | Slot 05 | 2 | C4S05-X1 | 1756-IF16 | AI | TT-60245 | - | JB-608 | Spray Dryer 8th Floor | 8th | 325-01-600-PD-05 | ACTIVE
C4 | Slot 05 | 3 | C4S05-X1 | 1756-IF16 | AI | SPARE | Spare Reserve Channel | JB-608 | Spray Dryer 8th Floor | - | - | SPARE
C4 | Slot 05 | 4 | C4S05-X1 | 1756-IF16 | AI | SPARE | Spare Reserve Channel | JB-608 | Spray Dryer 8th Floor | - | - | SPARE
C4 | Slot 05 | 5 | C4S05-X1 | 1756-IF16 | AI | SPARE | Spare Reserve Channel | JB-608 | Spray Dryer 8th Floor | - | - | SPARE
C4 | Slot 05 | 6 | C4S05-X1 | 1756-IF16 | AI | SPARE | Spare Reserve Channel | JB-608 | Spray Dryer 8th Floor | - | - | SPARE
C4 | Slot 05 | 7 | C4S05-X1 | 1756-IF16 | AI | SPARE | Spare Reserve Channel | JB-608 | Spray Dryer 8th Floor | - | - | SPARE
C4 | Slot 05 | 8 | C4S05-X1 | 1756-IF16 | AI | PT-61302 | Pressure Transmitter | JB-612 | Packing Tower 2th Floor | 2nd | 325-01-613-PD-03 | ACTIVE
C4 | Slot 05 | 9 | C4S05-X1 | 1756-IF16 | AI | PT-61309 | Pressure Transmitter | JB-612 | Packing Tower 2th Floor | 1st | 325-01-613-PD-04 | ACTIVE
C4 | Slot 05 | 10 | C4S05-X1 | 1756-IF16 | AI | SPARE | Spare Reserve Channel | JB-612 | Packing Tower 2th Floor | - | - | SPARE
C4 | Slot 05 | 11 | C4S05-X1 | 1756-IF16 | AI | SPARE | Spare Reserve Channel | JB-612 | Packing Tower 2th Floor | - | - | SPARE
C4 | Slot 05 | 12 | C4S05-X1 | 1756-IF16 | AI | PT-61302 | Pressure Transmitter | JB-612 | Packing Tower 2th Floor | 2nd | 325-01-613-PD-03 | ACTIVE
C4 | Slot 05 | 13 | C4S05-X1 | 1756-IF16 | AI | PT-61309 | Pressure Transmitter | JB-612 | Packing Tower 2th Floor | 1st | 325-01-613-PD-04 | ACTIVE
C4 | Slot 05 | 14 | C4S05-X1 | 1756-IF16 | AI | SPARE | Spare Reserve Channel | JB-612 | Packing Tower 2th Floor | - | - | SPARE
C4 | Slot 05 | 15 | C4S05-X1 | 1756-IF16 | AI | SPARE | Spare Reserve Channel | JB-612 | Packing Tower 2th Floor | - | - | SPARE
C5 | Slot 00 | 0 | C5S00-X1 | 1756-EN4TR | ETH-1 | SPARE | Spare Reserve Channel | CA1 | Main Control Cabinet | - | - | SPARE
C5 | Slot 01 | 0 | C5S01-X1 | 1756-IB32 | DI | FS-20201 | - | RIO-200 | Slurry - Out Building 2nd Floor | 1st | - | ACTIVE
C5 | Slot 01 | 1 | C5S01-X1 | 1756-IB32 | DI | FT-913201 | - | RIO-200 | Slurry - Out Building 2nd Floor | 1st | 325-01-803-PD-02 | ACTIVE
C5 | Slot 01 | 2 | C5S01-X1 | 1756-IB32 | DI | FT-936201 | - | RIO-200 | Slurry - Out Building 2nd Floor | 1st | 325-01-930-PD-01 | ACTIVE
C5 | Slot 01 | 3 | C5S01-X1 | 1756-IB32 | DI | FT-936202 | - | RIO-200 | Slurry - Out Building 2nd Floor | 1st | 325-01-930-PD-02 | ACTIVE
C5 | Slot 01 | 4 | C5S01-X1 | 1756-IB32 | DI | LSL-814201 | - | RIO-200 | Slurry - Out Building 2nd Floor | 1st | - | ACTIVE
C5 | Slot 01 | 5 | C5S01-X1 | 1756-IB32 | DI | PK-913201 | - | RIO-200 | Slurry - Out Building 2nd Floor | 1st | - | ACTIVE
C5 | Slot 01 | 6 | C5S01-X1 | 1756-IB32 | DI | PK-913202 | - | RIO-200 | Slurry - Out Building 2nd Floor | 1st | - | ACTIVE
C5 | Slot 01 | 7 | C5S01-X1 | 1756-IB32 | DI | HV-20204 | Manual Valve With Position Switch | RIO-200 | Slurry - Out Building 2nd Floor | 1st | 325-01-200-PD-01 | ACTIVE
C5 | Slot 01 | 8 | C5S01-X1 | 1756-IB32 | DI | HV-20205 | Manual Valve With Position Switch | RIO-200 | Slurry - Out Building 2nd Floor | 1st | 325-01-200-PD-01 | ACTIVE
C5 | Slot 01 | 9 | C5S01-X1 | 1756-IB32 | DI | HV-20206 | Manual Valve With Position Switch | RIO-200 | Slurry - Out Building 2nd Floor | 1st | 325-01-200-PD-01 | ACTIVE
C5 | Slot 01 | 10 | C5S01-X1 | 1756-IB32 | DI | HV-20207 | Manual Valve With Position Switch | RIO-200 | Slurry - Out Building 2nd Floor | 1st | 325-01-200-PD-01 | ACTIVE
C5 | Slot 01 | 11 | C5S01-X1 | 1756-IB32 | DI | HV-20208 | Manual Valve With Position Switch | RIO-200 | Slurry - Out Building 2nd Floor | 1st | 325-01-200-PD-02 | ACTIVE
C5 | Slot 01 | 12 | C5S01-X1 | 1756-IB32 | DI | HV-20209 | Manual Valve With Position Switch | RIO-200 | Slurry - Out Building 2nd Floor | 1st | 325-01-200-PD-02 | ACTIVE
C5 | Slot 01 | 13 | C5S01-X1 | 1756-IB32 | DI | HV-20210 | Manual Valve With Position Switch | RIO-200 | Slurry - Out Building 2nd Floor | 1st | 325-01-200-PD-02 | ACTIVE
C5 | Slot 01 | 14 | C5S01-X1 | 1756-IB32 | DI | XA-80305A | - | RIO-200 | Slurry - Out Building 2nd Floor | 1st | 325-01-803-PD-02 | ACTIVE
C5 | Slot 01 | 15 | C5S01-X1 | 1756-IB32 | DI | XA-80305B | - | RIO-200 | Slurry - Out Building 2nd Floor | 1st | 325-01-803-PD-02 | ACTIVE
C5 | Slot 01 | 16 | C5S01-X2 | 1756-IB32 | DI | XA-80305C | - | RIO-200 | Slurry - Out Building 2nd Floor | 1st | 325-01-803-PD-02 | ACTIVE
C5 | Slot 01 | 17 | C5S01-X2 | 1756-IB32 | DI | XA-80305D | - | RIO-200 | Slurry - Out Building 2nd Floor | 1st | 325-01-803-PD-02 | ACTIVE
C5 | Slot 01 | 18 | C5S01-X2 | 1756-IB32 | DI | XA-80305E | - | RIO-200 | Slurry - Out Building 2nd Floor | 1st | 325-01-803-PD-02 | ACTIVE
C5 | Slot 01 | 19 | C5S01-X2 | 1756-IB32 | DI | XA-80305F | - | RIO-200 | Slurry - Out Building 2nd Floor | 1st | 325-01-803-PD-02 | ACTIVE
C5 | Slot 01 | 20 | C5S01-X2 | 1756-IB32 | DI | XA-80306A | - | RIO-200 | Slurry - Out Building 2nd Floor | 1st | 325-01-803-PD-02 | ACTIVE
C5 | Slot 01 | 21 | C5S01-X2 | 1756-IB32 | DI | XA-80306B | - | RIO-200 | Slurry - Out Building 2nd Floor | 1st | 325-01-803-PD-02 | ACTIVE
C5 | Slot 01 | 22 | C5S01-X2 | 1756-IB32 | DI | XA-80306C | - | RIO-200 | Slurry - Out Building 2nd Floor | 1st | 325-01-803-PD-02 | ACTIVE
C5 | Slot 01 | 23 | C5S01-X2 | 1756-IB32 | DI | XA-80306D | - | RIO-200 | Slurry - Out Building 2nd Floor | 1st | 325-01-803-PD-02 | ACTIVE
C5 | Slot 01 | 24 | C5S01-X2 | 1756-IB32 | DI | XA-80306E | - | RIO-200 | Slurry - Out Building 2nd Floor | 1st | 325-01-803-PD-02 | ACTIVE
C5 | Slot 01 | 25 | C5S01-X2 | 1756-IB32 | DI | XA-80306F | - | RIO-200 | Slurry - Out Building 2nd Floor | 1st | 325-01-803-PD-02 | ACTIVE
C5 | Slot 01 | 26 | C5S01-X2 | 1756-IB32 | DI | XV-20201 | - | RIO-200 | Slurry - Out Building 2nd Floor | 1st | 325-01-200-PD-01 | ACTIVE
C5 | Slot 01 | 27 | C5S01-X2 | 1756-IB32 | DI | XV-20201 | - | RIO-200 | Slurry - Out Building 2nd Floor | 1st | 325-01-200-PD-01 | ACTIVE
C5 | Slot 01 | 28 | C5S01-X2 | 1756-IB32 | DI | XV-20202 | - | RIO-200 | Slurry - Out Building 2nd Floor | 1st | 325-01-200-PD-01 | ACTIVE
C5 | Slot 01 | 29 | C5S01-X2 | 1756-IB32 | DI | XV-20202 | - | RIO-200 | Slurry - Out Building 2nd Floor | 1st | 325-01-200-PD-01 | ACTIVE
C5 | Slot 01 | 30 | C5S01-X2 | 1756-IB32 | DI | XV-20203 | - | RIO-200 | Slurry - Out Building 2nd Floor | 1st | 325-01-200-PD-01 | ACTIVE
C5 | Slot 01 | 31 | C5S01-X2 | 1756-IB32 | DI | XV-20203 | - | RIO-200 | Slurry - Out Building 2nd Floor | 1st | 325-01-200-PD-01 | ACTIVE
C5 | Slot 02 | 0 | C5S02-X1 | 1756-IB32 | DI | XV-20211 | - | RIO-200 | Slurry - Out Building 2nd Floor | 1st | 325-01-200-PD-01 | ACTIVE
C5 | Slot 02 | 1 | C5S02-X1 | 1756-IB32 | DI | XV-20211 | - | RIO-200 | Slurry - Out Building 2nd Floor | 1st | 325-01-200-PD-01 | ACTIVE
C5 | Slot 02 | 2 | C5S02-X1 | 1756-IB32 | DI | XV-20212 | - | RIO-200 | Slurry - Out Building 2nd Floor | 1st | 325-01-200-PD-01 | ACTIVE
C5 | Slot 02 | 3 | C5S02-X1 | 1756-IB32 | DI | XV-20212 | - | RIO-200 | Slurry - Out Building 2nd Floor | 1st | 325-01-200-PD-01 | ACTIVE
C5 | Slot 02 | 4 | C5S02-X1 | 1756-IB32 | DI | XV-20213 | - | RIO-200 | Slurry - Out Building 2nd Floor | 1st | 325-01-200-PD-01 | ACTIVE
C5 | Slot 02 | 5 | C5S02-X1 | 1756-IB32 | DI | XV-20213 | - | RIO-200 | Slurry - Out Building 2nd Floor | 1st | 325-01-200-PD-01 | ACTIVE
C5 | Slot 02 | 6 | C5S02-X1 | 1756-IB32 | DI | XV-913201 | - | RIO-200 | Slurry - Out Building 2nd Floor | 1st | - | ACTIVE
C5 | Slot 02 | 7 | C5S02-X1 | 1756-IB32 | DI | XV-913201 | - | RIO-200 | Slurry - Out Building 2nd Floor | 1st | - | ACTIVE
C5 | Slot 02 | 8 | C5S02-X1 | 1756-IB32 | DI | SPARE | Spare Reserve Channel | RIO-200 | Slurry - Out Building 2nd Floor | - | - | SPARE
C5 | Slot 02 | 9 | C5S02-X1 | 1756-IB32 | DI | SPARE | Spare Reserve Channel | RIO-200 | Slurry - Out Building 2nd Floor | - | - | SPARE
C5 | Slot 02 | 10 | C5S02-X1 | 1756-IB32 | DI | SPARE | Spare Reserve Channel | RIO-200 | Slurry - Out Building 2nd Floor | - | - | SPARE
C5 | Slot 02 | 11 | C5S02-X1 | 1756-IB32 | DI | SPARE | Spare Reserve Channel | RIO-200 | Slurry - Out Building 2nd Floor | - | - | SPARE
C5 | Slot 02 | 12 | C5S02-X1 | 1756-IB32 | DI | SPARE | Spare Reserve Channel | RIO-200 | Slurry - Out Building 2nd Floor | - | - | SPARE
C5 | Slot 02 | 13 | C5S02-X1 | 1756-IB32 | DI | SPARE | Spare Reserve Channel | RIO-200 | Slurry - Out Building 2nd Floor | - | - | SPARE
C5 | Slot 02 | 14 | C5S02-X1 | 1756-IB32 | DI | SPARE | Spare Reserve Channel | RIO-200 | Slurry - Out Building 2nd Floor | - | - | SPARE
C5 | Slot 02 | 15 | C5S02-X1 | 1756-IB32 | DI | SPARE | Spare Reserve Channel | RIO-200 | Slurry - Out Building 2nd Floor | - | - | SPARE
C5 | Slot 02 | 16 | C5S02-X2 | 1756-IB32 | DI | SPARE | Spare Reserve Channel | RIO-200 | Slurry - Out Building 2nd Floor | - | - | SPARE
C5 | Slot 02 | 17 | C5S02-X2 | 1756-IB32 | DI | SPARE | Spare Reserve Channel | RIO-200 | Slurry - Out Building 2nd Floor | - | - | SPARE
C5 | Slot 02 | 18 | C5S02-X2 | 1756-IB32 | DI | SPARE | Spare Reserve Channel | RIO-200 | Slurry - Out Building 2nd Floor | - | - | SPARE
C5 | Slot 02 | 19 | C5S02-X2 | 1756-IB32 | DI | SPARE | Spare Reserve Channel | RIO-200 | Slurry - Out Building 2nd Floor | - | - | SPARE
C5 | Slot 02 | 20 | C5S02-X2 | 1756-IB32 | DI | SPARE | Spare Reserve Channel | RIO-200 | Slurry - Out Building 2nd Floor | - | - | SPARE
C5 | Slot 02 | 21 | C5S02-X2 | 1756-IB32 | DI | SPARE | Spare Reserve Channel | RIO-200 | Slurry - Out Building 2nd Floor | - | - | SPARE
C5 | Slot 02 | 22 | C5S02-X2 | 1756-IB32 | DI | SPARE | Spare Reserve Channel | RIO-200 | Slurry - Out Building 2nd Floor | - | - | SPARE
C5 | Slot 02 | 23 | C5S02-X2 | 1756-IB32 | DI | SPARE | Spare Reserve Channel | RIO-200 | Slurry - Out Building 2nd Floor | - | - | SPARE
C5 | Slot 02 | 24 | C5S02-X2 | 1756-IB32 | DI | SPARE | Spare Reserve Channel | RIO-200 | Slurry - Out Building 2nd Floor | - | - | SPARE
C5 | Slot 02 | 25 | C5S02-X2 | 1756-IB32 | DI | SPARE | Spare Reserve Channel | RIO-200 | Slurry - Out Building 2nd Floor | - | - | SPARE
C5 | Slot 02 | 26 | C5S02-X2 | 1756-IB32 | DI | SPARE | Spare Reserve Channel | RIO-200 | Slurry - Out Building 2nd Floor | - | - | SPARE
C5 | Slot 02 | 27 | C5S02-X2 | 1756-IB32 | DI | SPARE | Spare Reserve Channel | RIO-200 | Slurry - Out Building 2nd Floor | - | - | SPARE
C5 | Slot 02 | 28 | C5S02-X2 | 1756-IB32 | DI | SPARE | Spare Reserve Channel | RIO-200 | Slurry - Out Building 2nd Floor | - | - | SPARE
C5 | Slot 02 | 29 | C5S02-X2 | 1756-IB32 | DI | SPARE | Spare Reserve Channel | RIO-200 | Slurry - Out Building 2nd Floor | - | - | SPARE
C5 | Slot 02 | 30 | C5S02-X2 | 1756-IB32 | DI | SPARE | Spare Reserve Channel | RIO-200 | Slurry - Out Building 2nd Floor | - | - | SPARE
C5 | Slot 02 | 31 | C5S02-X2 | 1756-IB32 | DI | SPARE | Spare Reserve Channel | RIO-200 | Slurry - Out Building 2nd Floor | - | - | SPARE
C5 | Slot 03 | 0 | C5S03-X1 | 1756-OB32 | DO | XA-92201 | - | RIO-200 | Slurry - Out Building 2nd Floor | 1st | 325-01-923-PD-03 | ACTIVE
C5 | Slot 03 | 1 | C5S03-X1 | 1756-OB32 | DO | XV-20201 | - | RIO-200 | Slurry - Out Building 2nd Floor | 1st | 325-01-200-PD-01 | ACTIVE
C5 | Slot 03 | 2 | C5S03-X1 | 1756-OB32 | DO | XV-20202 | - | RIO-200 | Slurry - Out Building 2nd Floor | 1st | 325-01-200-PD-01 | ACTIVE
C5 | Slot 03 | 3 | C5S03-X1 | 1756-OB32 | DO | XV-20203 | - | RIO-200 | Slurry - Out Building 2nd Floor | 1st | 325-01-200-PD-01 | ACTIVE
C5 | Slot 03 | 4 | C5S03-X1 | 1756-OB32 | DO | XV-20211 | - | RIO-200 | Slurry - Out Building 2nd Floor | 1st | 325-01-200-PD-01 | ACTIVE
C5 | Slot 03 | 5 | C5S03-X1 | 1756-OB32 | DO | XV-20212 | - | RIO-200 | Slurry - Out Building 2nd Floor | 1st | 325-01-200-PD-01 | ACTIVE
C5 | Slot 03 | 6 | C5S03-X1 | 1756-OB32 | DO | XV-20213 | - | RIO-200 | Slurry - Out Building 2nd Floor | 1st | 325-01-200-PD-01 | ACTIVE
C5 | Slot 03 | 7 | C5S03-X1 | 1756-OB32 | DO | XV-913201 | - | RIO-200 | Slurry - Out Building 2nd Floor | 1st | - | ACTIVE
C5 | Slot 03 | 8 | C5S03-X1 | 1756-OB32 | DO | SPARE | Spare Reserve Channel | RIO-200 | Slurry - Out Building 2nd Floor | - | - | SPARE
C5 | Slot 03 | 9 | C5S03-X1 | 1756-OB32 | DO | SPARE | Spare Reserve Channel | RIO-200 | Slurry - Out Building 2nd Floor | - | - | SPARE
C5 | Slot 03 | 10 | C5S03-X1 | 1756-OB32 | DO | SPARE | Spare Reserve Channel | RIO-200 | Slurry - Out Building 2nd Floor | - | - | SPARE
C5 | Slot 03 | 11 | C5S03-X1 | 1756-OB32 | DO | SPARE | Spare Reserve Channel | RIO-200 | Slurry - Out Building 2nd Floor | - | - | SPARE
C5 | Slot 03 | 12 | C5S03-X1 | 1756-OB32 | DO | SPARE | Spare Reserve Channel | RIO-200 | Slurry - Out Building 2nd Floor | - | - | SPARE
C5 | Slot 03 | 13 | C5S03-X1 | 1756-OB32 | DO | SPARE | Spare Reserve Channel | RIO-200 | Slurry - Out Building 2nd Floor | - | - | SPARE
C5 | Slot 03 | 14 | C5S03-X1 | 1756-OB32 | DO | SPARE | Spare Reserve Channel | RIO-200 | Slurry - Out Building 2nd Floor | - | - | SPARE
C5 | Slot 03 | 15 | C5S03-X1 | 1756-OB32 | DO | SPARE | Spare Reserve Channel | RIO-200 | Slurry - Out Building 2nd Floor | - | - | SPARE
C5 | Slot 03 | 16 | C5S03-X2 | 1756-OB32 | DO | SPARE | Spare Reserve Channel | RIO-200 | Slurry - Out Building 2nd Floor | - | - | SPARE
C5 | Slot 03 | 17 | C5S03-X2 | 1756-OB32 | DO | SPARE | Spare Reserve Channel | RIO-200 | Slurry - Out Building 2nd Floor | - | - | SPARE
C5 | Slot 03 | 18 | C5S03-X2 | 1756-OB32 | DO | SPARE | Spare Reserve Channel | RIO-200 | Slurry - Out Building 2nd Floor | - | - | SPARE
C5 | Slot 03 | 19 | C5S03-X2 | 1756-OB32 | DO | SPARE | Spare Reserve Channel | RIO-200 | Slurry - Out Building 2nd Floor | - | - | SPARE
C5 | Slot 03 | 20 | C5S03-X2 | 1756-OB32 | DO | SPARE | Spare Reserve Channel | RIO-200 | Slurry - Out Building 2nd Floor | - | - | SPARE
C5 | Slot 03 | 21 | C5S03-X2 | 1756-OB32 | DO | SPARE | Spare Reserve Channel | RIO-200 | Slurry - Out Building 2nd Floor | - | - | SPARE
C5 | Slot 03 | 22 | C5S03-X2 | 1756-OB32 | DO | SPARE | Spare Reserve Channel | RIO-200 | Slurry - Out Building 2nd Floor | - | - | SPARE
C5 | Slot 03 | 23 | C5S03-X2 | 1756-OB32 | DO | SPARE | Spare Reserve Channel | RIO-200 | Slurry - Out Building 2nd Floor | - | - | SPARE
C5 | Slot 03 | 24 | C5S03-X2 | 1756-OB32 | DO | SPARE | Spare Reserve Channel | RIO-200 | Slurry - Out Building 2nd Floor | - | - | SPARE
C5 | Slot 03 | 25 | C5S03-X2 | 1756-OB32 | DO | SPARE | Spare Reserve Channel | RIO-200 | Slurry - Out Building 2nd Floor | - | - | SPARE
C5 | Slot 03 | 26 | C5S03-X2 | 1756-OB32 | DO | SPARE | Spare Reserve Channel | RIO-200 | Slurry - Out Building 2nd Floor | - | - | SPARE
C5 | Slot 03 | 27 | C5S03-X2 | 1756-OB32 | DO | SPARE | Spare Reserve Channel | RIO-200 | Slurry - Out Building 2nd Floor | - | - | SPARE
C5 | Slot 03 | 28 | C5S03-X2 | 1756-OB32 | DO | SPARE | Spare Reserve Channel | RIO-200 | Slurry - Out Building 2nd Floor | - | - | SPARE
C5 | Slot 03 | 29 | C5S03-X2 | 1756-OB32 | DO | SPARE | Spare Reserve Channel | RIO-200 | Slurry - Out Building 2nd Floor | - | - | SPARE
C5 | Slot 03 | 30 | C5S03-X2 | 1756-OB32 | DO | SPARE | Spare Reserve Channel | RIO-200 | Slurry - Out Building 2nd Floor | - | - | SPARE
C5 | Slot 03 | 31 | C5S03-X2 | 1756-OB32 | DO | SPARE | Spare Reserve Channel | RIO-200 | Slurry - Out Building 2nd Floor | - | - | SPARE
C5 | Slot 04 | 0 | C5S04-X1 | 1756-IF16 | AI | EXT-BIILER | - | RIO-200 | Slurry - Out Building 2nd Floor | 1st | - | ACTIVE
C5 | Slot 04 | 1 | C5S04-X1 | 1756-IF16 | AI | FT-913201 | - | RIO-200 | Slurry - Out Building 2nd Floor | 1st | 325-01-803-PD-02 | ACTIVE
C5 | Slot 04 | 2 | C5S04-X1 | 1756-IF16 | AI | FT-913201 | - | RIO-200 | Slurry - Out Building 2nd Floor | 1st | 325-01-803-PD-02 | ACTIVE
C5 | Slot 04 | 3 | C5S04-X1 | 1756-IF16 | AI | FT-936201 | - | RIO-200 | Slurry - Out Building 2nd Floor | 1st | 325-01-930-PD-01 | ACTIVE
C5 | Slot 04 | 4 | C5S04-X1 | 1756-IF16 | AI | FT-936202 | - | RIO-200 | Slurry - Out Building 2nd Floor | 1st | 325-01-930-PD-02 | ACTIVE
C5 | Slot 04 | 5 | C5S04-X1 | 1756-IF16 | AI | LT-913201 | Level Transmitter | RIO-200 | Slurry - Out Building 2nd Floor | 1st | 325-01-803-PD-01 | ACTIVE
C5 | Slot 04 | 6 | C5S04-X1 | 1756-IF16 | AI | PT-913201 | Pressure Transmitter | RIO-200 | Slurry - Out Building 2nd Floor | 1st | 325-01-803-PD-02 | ACTIVE
C5 | Slot 04 | 7 | C5S04-X1 | 1756-IF16 | AI | XT-92201 | - | RIO-200 | Slurry - Out Building 2nd Floor | 1st | 325-01-923-PD-03 | ACTIVE
C5 | Slot 04 | 8 | C5S04-X1 | 1756-IF16 | AI | XV-913201 | - | RIO-200 | Slurry - Out Building 2nd Floor | 1st | - | ACTIVE
C5 | Slot 04 | 9 | C5S04-X1 | 1756-IF16 | AI | SPARE | Spare Reserve Channel | RIO-200 | Slurry - Out Building 2nd Floor | 1st | - | SPARE
C5 | Slot 04 | 10 | C5S04-X1 | 1756-IF16 | AI | SPARE | Spare Reserve Channel | RIO-200 | Slurry - Out Building 2nd Floor | 1st | - | SPARE
C5 | Slot 04 | 11 | C5S04-X1 | 1756-IF16 | AI | SPARE | Spare Reserve Channel | RIO-200 | Slurry - Out Building 2nd Floor | 1st | - | SPARE
C5 | Slot 04 | 12 | C5S04-X1 | 1756-IF16 | AI | SPARE | Spare Reserve Channel | RIO-200 | Slurry - Out Building 2nd Floor | 1st | - | SPARE
C5 | Slot 04 | 13 | C5S04-X1 | 1756-IF16 | AI | SPARE | Spare Reserve Channel | RIO-200 | Slurry - Out Building 2nd Floor | 1st | - | SPARE
C5 | Slot 04 | 14 | C5S04-X1 | 1756-IF16 | AI | SPARE | Spare Reserve Channel | RIO-200 | Slurry - Out Building 2nd Floor | - | - | SPARE
C5 | Slot 04 | 15 | C5S04-X1 | 1756-IF16 | AI | SPARE | Spare Reserve Channel | RIO-200 | Slurry - Out Building 2nd Floor | - | - | SPARE
C6 | Slot 05 | 0 | C6S05- | 1756-OB32 | DO | PCM-2030 | - | MCC | MCC Room | 1st | 325-01-200-PD-01 | ACTIVE
C6 | Slot 05 | 1 | C6S05- | 1756-OB32 | DO | PCM-2030 | - | MCC | MCC Room | 1st | 325-01-200-PD-01 | ACTIVE
C6 | Slot 05 | 2 | C6S05- | 1756-OB32 | DO | PCM-2031 | - | MCC | MCC Room | 1st | 325-01-200-PD-01 | ACTIVE
C6 | Slot 05 | 3 | C6S05- | 1756-OB32 | DO | PCM-2031 | - | MCC | MCC Room | 1st | 325-01-200-PD-01 | ACTIVE
C6 | Slot 05 | 4 | C6S05- | 1756-OB32 | DO | PCY-814201 | PUMP | MCC | MCC Room | 2nd | 3-25-01-810-PD-01 | ACTIVE
C6 | Slot 05 | 5 | C6S05- | 1756-OB32 | DO | PCY-814202 | PUMP | MCC | MCC Room | 2nd | 3-25-01-810-PD-01 | ACTIVE
C6 | Slot 05 | 6 | C6S05- | 1756-OB32 | DO | XS-80305 | - | MCC | MCC Room | 1st | 325-01-803-PD-02 | ACTIVE
C6 | Slot 05 | 7 | C6S05- | 1756-OB32 | DO | XS-80306 | Pressure Transmitter | MCC | MCC Room | 1st | 325-01-803-PD-02 | ACTIVE
C6 | Slot 06 | 0 | C6S06- | 1756-IB32 | DI | PCM-2030 | - | MCC | MCC Room | 1st | 325-01-200-PD-01 | ACTIVE
C6 | Slot 06 | 1 | C6S06- | 1756-IB32 | DI | PCM-2030 | - | MCC | MCC Room | 1st | 325-01-200-PD-01 | ACTIVE
C6 | Slot 06 | 2 | C6S06- | 1756-IB32 | DI | PCM-2031 | - | MCC | MCC Room | 1st | 325-01-200-PD-01 | ACTIVE
C6 | Slot 06 | 3 | C6S06- | 1756-IB32 | DI | PCM-2031 | - | MCC | MCC Room | 1st | 325-01-200-PD-01 | ACTIVE
C6 | Slot 06 | 4 | C6S06- | 1756-IB32 | DI | PCY-814201 | PUMP | MCC | MCC Room | 2nd | 3-25-01-810-PD-01 | ACTIVE
C6 | Slot 06 | 5 | C6S06- | 1756-IB32 | DI | PCY-814201 | PUMP | MCC | MCC Room | 2nd | 3-25-01-810-PD-01 | ACTIVE
C6 | Slot 06 | 6 | C6S06- | 1756-IB32 | DI | PCY-814201 | PUMP | MCC | MCC Room | 2nd | 3-25-01-810-PD-01 | ACTIVE
C6 | Slot 06 | 7 | C6S06- | 1756-IB32 | DI | PCY-814202 | PUMP | MCC | MCC Room | 2nd | 3-25-01-810-PD-01 | ACTIVE
C6 | Slot 06 | 8 | C6S06- | 1756-IB32 | DI | PCY-814202 | PUMP | MCC | MCC Room | 2nd | 3-25-01-810-PD-01 | ACTIVE
C6 | Slot 06 | 9 | C6S06- | 1756-IB32 | DI | PCY-814202 | PUMP | MCC | MCC Room | 2nd | 3-25-01-810-PD-01 | ACTIVE
C7 | Slot 00 | 0 | C7S00- | Fieldbus Comm | BUS | PCY-60205 | - | JB-601 | Spray Dryer 1st Floor | 1st | 325-01-600-PD-01 | ACTIVE
C7 | Slot 00 | 0 | C7S00- | Fieldbus Comm | BUS | COM-FH-60210B | - | JB-607 | Spray Dryer 7th Floor | 7th | 325-01-600-PD-06 | ACTIVE
C7 | Slot 00 | 0 | C7S00- | Fieldbus Comm | BUS | Communication Signal | - | JB-612 | Packing Tower 2th Floor | 1st | 325-01-613-PD-02 | ACTIVE
C7 | Slot 00 | 0 | C7S00- | Fieldbus Comm | BUS | ATY-40201 | Tank Agitator | MCC | MCC Room | 1st | 325-01-400-PD-01 | ACTIVE
C7 | Slot 00 | 0 | C7S00- | Fieldbus Comm | BUS | ATY-40202 | Tank Agitator | MCC | MCC Room | 1st | 325-01-400-PD-01 | ACTIVE
C7 | Slot 00 | 0 | C7S00- | Fieldbus Comm | BUS | ATY-40203 | Tank Agitator | MCC | MCC Room | 1st | 325-01-400-PD-02 | ACTIVE
C7 | Slot 00 | 0 | C7S00- | Fieldbus Comm | BUS | BFY-60206 | - | MCC | MCC Room | 1st | 325-01-600-PD-08 | ACTIVE
C7 | Slot 00 | 0 | C7S00- | Fieldbus Comm | BUS | BFY-60210 | - | MCC | MCC Room | 5th | 325-01-600-PD-03 | ACTIVE
C7 | Slot 00 | 0 | C7S00- | Fieldbus Comm | BUS | BFY-60211 | - | MCC | MCC Room | 5th | 325-01-600-PD-03 | ACTIVE
C7 | Slot 00 | 0 | C7S00- | Fieldbus Comm | BUS | BFY-60220 | - | MCC | MCC Room | 7th | 325-01-600-PD-04 | ACTIVE
C7 | Slot 00 | 0 | C7S00- | Fieldbus Comm | BUS | BFY-60240 | - | MCC | MCC Room | 5th | 325-01-600-PD-05 | ACTIVE
C7 | Slot 00 | 0 | C7S00- | Fieldbus Comm | BUS | BFY-61301 | - | MCC | MCC Room | 8th | 325-01-613-PD-01 | ACTIVE
C7 | Slot 00 | 0 | C7S00- | Fieldbus Comm | BUS | BFY-61302 | - | MCC | MCC Room | 2nd | 325-01-613-PD-05 | ACTIVE
C7 | Slot 00 | 0 | C7S00- | Fieldbus Comm | BUS | BFY-61303 | - | MCC | MCC Room | 9th | 325-01-613-PD-01 | ACTIVE
C7 | Slot 00 | 0 | C7S00- | Fieldbus Comm | BUS | PCY-40201 | PUMP | MCC | MCC Room | 1st | 325-01-400-PD-01 | ACTIVE
C7 | Slot 00 | 0 | C7S00- | Fieldbus Comm | BUS | PCY-40202 | PUMP | MCC | MCC Room | 1st | 325-01-400-PD-01 | ACTIVE
C7 | Slot 00 | 0 | C7S00- | Fieldbus Comm | BUS | PCY-40203 | PUMP | MCC | MCC Room | 1st | 325-01-400-PD-02 | ACTIVE
C7 | Slot 00 | 0 | C7S00- | Fieldbus Comm | BUS | PCY-60215 | PUMP | MCC | MCC Room | 5th | 325-01-600-PD-03 | ACTIVE
C7 | Slot 00 | 0 | C7S00- | Fieldbus Comm | BUS | PCY-814201 | PUMP | MCC | MCC Room | 2nd | 3-25-01-810-PD-01 | ACTIVE
C7 | Slot 00 | 0 | C7S00- | Fieldbus Comm | BUS | PCY-814202 | PUMP | MCC | MCC Room | 2nd | 3-25-01-810-PD-01 | ACTIVE
C7 | Slot 01 | 0 | C7S01- | 1756-IB32 | DI | SPARE | Spare Reserve Channel | MCC | MCC Room | 1st | 325-01-400-PD-01 | SPARE
C7 | Slot 01 | 1 | C7S01- | 1756-IB32 | DI | SPARE | Spare Reserve Channel | MCC | MCC Room | 1st | 325-01-400-PD-01 | SPARE
C7 | Slot 01 | 2 | C7S01- | 1756-IB32 | DI | SPARE | Spare Reserve Channel | MCC | MCC Room | 1st | 325-01-400-PD-01 | SPARE
C7 | Slot 01 | 3 | C7S01- | 1756-IB32 | DI | SPARE | Spare Reserve Channel | MCC | MCC Room | 1st | 325-01-400-PD-01 | SPARE
C7 | Slot 01 | 4 | C7S01- | 1756-IB32 | DI | SPARE | Spare Reserve Channel | MCC | MCC Room | 1st | 325-01-400-PD-01 | SPARE
C7 | Slot 01 | 5 | C7S01- | 1756-IB32 | DI | SPARE | Spare Reserve Channel | MCC | MCC Room | 1st | 325-01-400-PD-01 | SPARE
C7 | Slot 01 | 6 | C7S01- | 1756-IB32 | DI | SPARE | Spare Reserve Channel | MCC | MCC Room | 1st | 325-01-400-PD-01 | SPARE
C7 | Slot 01 | 7 | C7S01- | 1756-IB32 | DI | SPARE | Spare Reserve Channel | MCC | MCC Room | 1st | 325-01-400-PD-01 | SPARE
C7 | Slot 01 | 8 | C7S01- | 1756-IB32 | DI | ATY-40201 | Tank Agitator | MCC | MCC Room | 1st | 325-01-400-PD-01 | ACTIVE
C7 | Slot 01 | 9 | C7S01- | 1756-IB32 | DI | ATY-40201 | Tank Agitator | MCC | MCC Room | 1st | 325-01-400-PD-01 | ACTIVE
C7 | Slot 01 | 10 | C7S01- | 1756-IB32 | DI | ATY-40201 | Tank Agitator | MCC | MCC Room | 1st | 325-01-400-PD-01 | ACTIVE
C7 | Slot 01 | 11 | C7S01- | 1756-IB32 | DI | ATY-40202 | Tank Agitator | MCC | MCC Room | 1st | 325-01-400-PD-01 | ACTIVE
C7 | Slot 01 | 12 | C7S01- | 1756-IB32 | DI | ATY-40202 | Tank Agitator | MCC | MCC Room | 1st | 325-01-400-PD-01 | ACTIVE
C7 | Slot 01 | 13 | C7S01- | 1756-IB32 | DI | ATY-40202 | Tank Agitator | MCC | MCC Room | 1st | 325-01-400-PD-01 | ACTIVE
C7 | Slot 01 | 14 | C7S01- | 1756-IB32 | DI | ATY-40203 | Tank Agitator | MCC | MCC Room | 1st | 325-01-400-PD-02 | ACTIVE
C7 | Slot 01 | 15 | C7S01- | 1756-IB32 | DI | ATY-40203 | Tank Agitator | MCC | MCC Room | 1st | 325-01-400-PD-02 | ACTIVE
C7 | Slot 01 | 16 | C7S01- | 1756-IB32 | DI | ATY-40203 | Tank Agitator | MCC | MCC Room | 1st | 325-01-400-PD-02 | ACTIVE
C7 | Slot 01 | 17 | C7S01- | 1756-IB32 | DI | PCY-40201 | PUMP | MCC | MCC Room | 1st | 325-01-400-PD-01 | ACTIVE
C7 | Slot 01 | 18 | C7S01- | 1756-IB32 | DI | PCY-40201 | PUMP | MCC | MCC Room | 1st | 325-01-400-PD-01 | ACTIVE
C7 | Slot 01 | 19 | C7S01- | 1756-IB32 | DI | PCY-40201 | PUMP | MCC | MCC Room | 1st | 325-01-400-PD-01 | ACTIVE
C7 | Slot 01 | 20 | C7S01- | 1756-IB32 | DI | PCY-40202 | PUMP | MCC | MCC Room | 1st | 325-01-400-PD-01 | ACTIVE
C7 | Slot 01 | 21 | C7S01- | 1756-IB32 | DI | PCY-40202 | PUMP | MCC | MCC Room | 1st | 325-01-400-PD-01 | ACTIVE
C7 | Slot 01 | 22 | C7S01- | 1756-IB32 | DI | PCY-40202 | PUMP | MCC | MCC Room | 1st | 325-01-400-PD-01 | ACTIVE
C7 | Slot 01 | 23 | C7S01- | 1756-IB32 | DI | PCY-40203 | PUMP | MCC | MCC Room | 1st | 325-01-400-PD-02 | ACTIVE
C7 | Slot 01 | 24 | C7S01- | 1756-IB32 | DI | PCY-40203 | PUMP | MCC | MCC Room | 1st | 325-01-400-PD-02 | ACTIVE
C7 | Slot 01 | 25 | C7S01- | 1756-IB32 | DI | PCY-40203 | PUMP | MCC | MCC Room | 1st | 325-01-400-PD-02 | ACTIVE
C7 | Slot 01 | 26 | C7S01- | 1756-IB32 | DI | BFY-60206 | - | MCC | MCC Room | 1st | 325-01-600-PD-08 | ACTIVE
C7 | Slot 01 | 27 | C7S01- | 1756-IB32 | DI | PCM-60205-2 | - | MCC | MCC Room | 1st | 325-01-600-PD-01 | ACTIVE
C7 | Slot 01 | 28 | C7S01- | 1756-IB32 | DI | PCM-60205-2 | - | MCC | MCC Room | 1st | 325-01-600-PD-01 | ACTIVE
C7 | Slot 01 | 29 | C7S01- | 1756-IB32 | DI | PCM-60205-3 | - | MCC | MCC Room | 1st | 325-01-600-PD-01 | ACTIVE
C7 | Slot 01 | 30 | C7S01- | 1756-IB32 | DI | PCM-60205-3 | - | MCC | MCC Room | 1st | 325-01-600-PD-01 | ACTIVE
C7 | Slot 01 | 31 | C7S01- | 1756-IB32 | DI | PCM-60205-4 | - | MCC | MCC Room | 1st | 325-01-600-PD-01 | ACTIVE
C7 | Slot 02 | 0 | C7S02- | 1756-IB32 | DI | PCM-60205-4 | - | MCC | MCC Room | 1st | 325-01-600-PD-01 | ACTIVE
C7 | Slot 02 | 1 | C7S02- | 1756-IB32 | DI | PCM-60205-5 | - | MCC | MCC Room | 1st | 325-01-600-PD-01 | ACTIVE
C7 | Slot 02 | 2 | C7S02- | 1756-IB32 | DI | PCM-60205-5 | - | MCC | MCC Room | 1st | 325-01-600-PD-01 | ACTIVE
C7 | Slot 02 | 3 | C7S02- | 1756-IB32 | DI | PCY-60205 | - | JB-601 | Spray Dryer 1st Floor | 1st | 325-01-600-PD-01 | ACTIVE
C7 | Slot 02 | 4 | C7S02- | 1756-IB32 | DI | PCY-60205 | - | JB-601 | Spray Dryer 1st Floor | 1st | 325-01-600-PD-01 | ACTIVE
C7 | Slot 02 | 5 | C7S02- | 1756-IB32 | DI | RVM-60201 | - | MCC | MCC Room | 1st | 325-01-600-PD-08 | ACTIVE
C7 | Slot 02 | 6 | C7S02- | 1756-IB32 | DI | RVM-60201 | - | MCC | MCC Room | 1st | 325-01-600-PD-08 | ACTIVE
C7 | Slot 02 | 7 | C7S02- | 1756-IB32 | DI | RVM-60202 | - | MCC | MCC Room | 1st | 325-01-600-PD-08 | ACTIVE
C7 | Slot 02 | 8 | C7S02- | 1756-IB32 | DI | RVM-60202 | - | MCC | MCC Room | 1st | 325-01-600-PD-08 | ACTIVE
C7 | Slot 02 | 9 | C7S02- | 1756-IB32 | DI | RVM-60203 | - | MCC | MCC Room | 1st | 325-01-600-PD-08 | ACTIVE
C7 | Slot 02 | 10 | C7S02- | 1756-IB32 | DI | RVM-60203 | - | MCC | MCC Room | 1st | 325-01-600-PD-08 | ACTIVE
C7 | Slot 02 | 11 | C7S02- | 1756-IB32 | DI | BFY-60210 | - | MCC | MCC Room | 5th | 325-01-600-PD-03 | ACTIVE
C7 | Slot 02 | 12 | C7S02- | 1756-IB32 | DI | BFY-60211 | - | MCC | MCC Room | 5th | 325-01-600-PD-03 | ACTIVE
C7 | Slot 02 | 13 | C7S02- | 1756-IB32 | DI | BFY-60240 | - | MCC | MCC Room | 5th | 325-01-600-PD-05 | ACTIVE
C7 | Slot 02 | 14 | C7S02- | 1756-IB32 | DI | PCY-60215 | PUMP | MCC | MCC Room | 5th | 325-01-600-PD-03 | ACTIVE
C7 | Slot 02 | 15 | C7S02- | 1756-IB32 | DI | PCY-60215 | PUMP | MCC | MCC Room | 5th | 325-01-600-PD-03 | ACTIVE
C7 | Slot 02 | 16 | C7S02- | 1756-IB32 | DI | PCY-60215 | PUMP | MCC | MCC Room | 5th | 325-01-600-PD-03 | ACTIVE
C7 | Slot 02 | 17 | C7S02- | 1756-IB32 | DI | BFY-60220 | - | MCC | MCC Room | 7th | 325-01-600-PD-04 | ACTIVE
C7 | Slot 02 | 18 | C7S02- | 1756-IB32 | DI | BFY-61302 | - | MCC | MCC Room | 2nd | 325-01-613-PD-05 | ACTIVE
C7 | Slot 02 | 19 | C7S02- | 1756-IB32 | DI | HS-61307F | - | MCC | MCC Room | 4th | 325-01-613-PD-03 | ACTIVE
C7 | Slot 02 | 20 | C7S02- | 1756-IB32 | DI | HS-61307G | - | MCC | MCC Room | 3rd | 325-01-613-PD-03 | ACTIVE
C7 | Slot 02 | 21 | C7S02- | 1756-IB32 | DI | HS-61307H | - | MCC | MCC Room | 3rd | 325-01-613-PD-03 | ACTIVE
C7 | Slot 02 | 22 | C7S02- | 1756-IB32 | DI | HS-61307I | - | MCC | MCC Room | 1st | 325-01-613-PD-03 | ACTIVE
C7 | Slot 02 | 23 | C7S02- | 1756-IB32 | DI | HS-61307J | - | MCC | MCC Room | 1st | 325-01-613-PD-03 | ACTIVE
C7 | Slot 02 | 24 | C7S02- | 1756-IB32 | DI | HS-61307K | - | MCC | MCC Room | 1st | 325-01-613-PD-03 | ACTIVE
C7 | Slot 02 | 25 | C7S02- | 1756-IB32 | DI | HS-61307L | - | MCC | MCC Room | 1st | 325-01-613-PD-03 | ACTIVE
C7 | Slot 02 | 26 | C7S02- | 1756-IB32 | DI | HS-61307M | - | MCC | MCC Room | 1st | 325-01-613-PD-03 | ACTIVE
C7 | Slot 02 | 27 | C7S02- | 1756-IB32 | DI | HS-61307N | - | MCC | MCC Room | 1st | 325-01-613-PD-03 | ACTIVE
C7 | Slot 02 | 28 | C7S02- | 1756-IB32 | DI | HS-61307O | - | MCC | MCC Room | 1st | 325-01-613-PD-03 | ACTIVE
C7 | Slot 02 | 29 | C7S02- | 1756-IB32 | DI | HS-61307P | - | MCC | MCC Room | 1st | 325-01-613-PD-03 | ACTIVE
C7 | Slot 02 | 30 | C7S02- | 1756-IB32 | DI | HS-61307Q | - | MCC | MCC Room | 1st | 325-01-613-PD-03 | ACTIVE
C7 | Slot 02 | 31 | C7S02- | 1756-IB32 | DI | HS-61307R | - | MCC | MCC Room | 1st | 325-01-613-PD-03 | ACTIVE
C7 | Slot 03 | 0 | C7S03- | 1756-IB32 | DI | RVM-61302 | - | MCC | MCC Room | 1st | 325-01-613-PD-03 | ACTIVE
C7 | Slot 03 | 1 | C7S03- | 1756-IB32 | DI | RVM-61302 | - | MCC | MCC Room | 1st | 325-01-613-PD-03 | ACTIVE
C7 | Slot 03 | 2 | C7S03- | 1756-IB32 | DI | RVM-61303 | - | MCC | MCC Room | 1st | 325-01-613-PD-05 | ACTIVE
C7 | Slot 03 | 3 | C7S03- | 1756-IB32 | DI | RVM-61303 | - | MCC | MCC Room | 1st | 325-01-613-PD-05 | ACTIVE
C7 | Slot 03 | 4 | C7S03- | 1756-IB32 | DI | SCM-61301 | - | MCC | MCC Room | 4th | 325-01-613-PD-01 | ACTIVE
C7 | Slot 03 | 5 | C7S03- | 1756-IB32 | DI | SCM-61301 | - | MCC | MCC Room | 4th | 325-01-613-PD-01 | ACTIVE
C7 | Slot 03 | 6 | C7S03- | 1756-IB32 | DI | SCM-61302 | - | MCC | MCC Room | 4th | 325-01-613-PD-01 | ACTIVE
C7 | Slot 03 | 7 | C7S03- | 1756-IB32 | DI | SCM-61302 | - | MCC | MCC Room | 4th | 325-01-613-PD-01 | ACTIVE
C7 | Slot 03 | 8 | C7S03- | 1756-IB32 | DI | BFY-61301 | - | MCC | MCC Room | 8th | 325-01-613-PD-01 | ACTIVE
C7 | Slot 03 | 9 | C7S03- | 1756-IB32 | DI | BFY-61303 | - | MCC | MCC Room | 9th | 325-01-613-PD-01 | ACTIVE
C7 | Slot 03 | 10 | C7S03- | 1756-IB32 | DI | BLM-61302 | - | MCC | MCC Room | 5th | 325-01-613-PD-01 | ACTIVE
C7 | Slot 03 | 11 | C7S03- | 1756-IB32 | DI | BLM-61302 | - | MCC | MCC Room | 5th | 325-01-613-PD-01 | ACTIVE
C7 | Slot 03 | 12 | C7S03- | 1756-IB32 | DI | HS-61307A | - | MCC | MCC Room | 8th | 325-01-613-PD-03 | ACTIVE
C7 | Slot 03 | 13 | C7S03- | 1756-IB32 | DI | HS-61307B | - | MCC | MCC Room | 8th | 325-01-613-PD-03 | ACTIVE
C7 | Slot 03 | 14 | C7S03- | 1756-IB32 | DI | HS-61307C | - | MCC | MCC Room | 7th | 325-01-613-PD-03 | ACTIVE
C7 | Slot 03 | 15 | C7S03- | 1756-IB32 | DI | HS-61307D | - | MCC | MCC Room | 5th | 325-01-613-PD-03 | ACTIVE
C7 | Slot 03 | 16 | C7S03- | 1756-IB32 | DI | HS-61307E | - | MCC | MCC Room | 5th | 325-01-613-PD-03 | ACTIVE
C7 | Slot 03 | 17 | C7S03- | 1756-IB32 | DI | RVM-60204 | - | MCC | MCC Room | 9th | 325-01-600-PD-08 | ACTIVE
C7 | Slot 03 | 18 | C7S03- | 1756-IB32 | DI | RVM-60204 | - | MCC | MCC Room | 9th | 325-01-600-PD-08 | ACTIVE
C7 | Slot 03 | 19 | C7S03- | 1756-IB32 | DI | RVM-61301 | - | MCC | MCC Room | 6th | 325-01-613-PD-01 | ACTIVE
C7 | Slot 03 | 20 | C7S03- | 1756-IB32 | DI | RVM-61301 | - | MCC | MCC Room | 6th | 325-01-613-PD-01 | ACTIVE
C7 | Slot 03 | 21 | C7S03- | 1756-IB32 | DI | RVM-61304 | - | MCC | MCC Room | 9th | 325-01-613-PD-01 | ACTIVE
C7 | Slot 03 | 22 | C7S03- | 1756-IB32 | DI | RVM-61304 | - | MCC | MCC Room | 9th | 325-01-613-PD-01 | ACTIVE
C7 | Slot 03 | 23 | C7S03- | 1756-IB32 | DI | RVM-61305 | - | MCC | MCC Room | 9th | 325-01-613-PD-01 | ACTIVE
C7 | Slot 03 | 24 | C7S03- | 1756-IB32 | DI | RVM-61305 | - | MCC | MCC Room | 9th | 325-01-613-PD-01 | ACTIVE
C7 | Slot 03 | 25 | C7S03- | 1756-IB32 | DI | PCY-60205 | - | JB-601 | Spray Dryer 1st Floor | 1st | 325-01-600-PD-01 | ACTIVE
C7 | Slot 04 | 4 | C7S04- | 1756-IB32 | DI | SPARE | Spare Reserve Channel | MCC | MCC Room | - | - | SPARE
C7 | Slot 04 | 5 | C7S04- | 1756-IB32 | DI | SPARE | Spare Reserve Channel | MCC | MCC Room | - | - | SPARE
C7 | Slot 04 | 6 | C7S04- | 1756-IB32 | DI | SPARE | Spare Reserve Channel | MCC | MCC Room | - | - | SPARE
C7 | Slot 04 | 7 | C7S04- | 1756-IB32 | DI | SPARE | Spare Reserve Channel | MCC | MCC Room | - | - | SPARE
C7 | Slot 04 | 8 | C7S04- | 1756-IB32 | DI | SPARE | Spare Reserve Channel | MCC | MCC Room | - | - | SPARE
C7 | Slot 04 | 9 | C7S04- | 1756-IB32 | DI | SPARE | Spare Reserve Channel | MCC | MCC Room | - | - | SPARE
C7 | Slot 04 | 10 | C7S04- | 1756-IB32 | DI | SPARE | Spare Reserve Channel | MCC | MCC Room | - | - | SPARE
C7 | Slot 04 | 11 | C7S04- | 1756-IB32 | DI | SPARE | Spare Reserve Channel | MCC | MCC Room | - | - | SPARE
C7 | Slot 04 | 12 | C7S04- | 1756-IB32 | DI | SPARE | Spare Reserve Channel | MCC | MCC Room | - | - | SPARE
C7 | Slot 04 | 13 | C7S04- | 1756-IB32 | DI | SPARE | Spare Reserve Channel | MCC | MCC Room | - | - | SPARE
C7 | Slot 04 | 14 | C7S04- | 1756-IB32 | DI | SPARE | Spare Reserve Channel | MCC | MCC Room | - | - | SPARE
C7 | Slot 04 | 15 | C7S04- | 1756-IB32 | DI | SPARE | Spare Reserve Channel | MCC | MCC Room | - | - | SPARE
C7 | Slot 04 | 16 | C7S04- | 1756-IB32 | DI | SPARE | Spare Reserve Channel | MCC | MCC Room | - | - | SPARE
C7 | Slot 04 | 17 | C7S04- | 1756-IB32 | DI | SPARE | Spare Reserve Channel | MCC | MCC Room | - | - | SPARE
C7 | Slot 04 | 18 | C7S04- | 1756-IB32 | DI | SPARE | Spare Reserve Channel | MCC | MCC Room | - | - | SPARE
C7 | Slot 04 | 19 | C7S04- | 1756-IB32 | DI | SPARE | Spare Reserve Channel | MCC | MCC Room | - | - | SPARE
C7 | Slot 04 | 20 | C7S04- | 1756-IB32 | DI | SPARE | Spare Reserve Channel | MCC | MCC Room | - | - | SPARE
C7 | Slot 04 | 21 | C7S04- | 1756-IB32 | DI | SPARE | Spare Reserve Channel | MCC | MCC Room | - | - | SPARE
C7 | Slot 04 | 22 | C7S04- | 1756-IB32 | DI | SPARE | Spare Reserve Channel | MCC | MCC Room | - | - | SPARE
C7 | Slot 04 | 23 | C7S04- | 1756-IB32 | DI | SPARE | Spare Reserve Channel | MCC | MCC Room | - | - | SPARE
C7 | Slot 04 | 24 | C7S04- | 1756-IB32 | DI | SPARE | Spare Reserve Channel | MCC | MCC Room | - | - | SPARE
C7 | Slot 04 | 25 | C7S04- | 1756-IB32 | DI | SPARE | Spare Reserve Channel | MCC | MCC Room | - | - | SPARE
C7 | Slot 04 | 26 | C7S04- | 1756-IB32 | DI | SPARE | Spare Reserve Channel | MCC | MCC Room | - | - | SPARE
C7 | Slot 04 | 27 | C7S04- | 1756-IB32 | DI | SPARE | Spare Reserve Channel | MCC | MCC Room | - | - | SPARE
C7 | Slot 04 | 28 | C7S04- | 1756-IB32 | DI | SPARE | Spare Reserve Channel | MCC | MCC Room | - | - | SPARE
C7 | Slot 04 | 29 | C7S04- | 1756-IB32 | DI | SPARE | Spare Reserve Channel | MCC | MCC Room | - | - | SPARE
C7 | Slot 04 | 30 | C7S04- | 1756-IB32 | DI | SPARE | Spare Reserve Channel | MCC | MCC Room | - | - | SPARE
C7 | Slot 04 | 31 | C7S04- | 1756-IB32 | DI | SPARE | Spare Reserve Channel | MCC | MCC Room | - | - | SPARE
C7 | Slot 05 | 0 | C7S05- | 1756-OB32 | DO | SPARE | Spare Reserve Channel | MCC | MCC Room | 1st | 325-01-400-PD-01 | SPARE
C7 | Slot 05 | 1 | C7S05- | 1756-OB32 | DO | SPARE | Spare Reserve Channel | MCC | MCC Room | 1st | 325-01-400-PD-01 | SPARE
C7 | Slot 05 | 2 | C7S05- | 1756-OB32 | DO | SPARE | Spare Reserve Channel | MCC | MCC Room | 1st | 325-01-400-PD-01 | SPARE
C7 | Slot 05 | 3 | C7S05- | 1756-OB32 | DO | SPARE | Spare Reserve Channel | MCC | MCC Room | 1st | 325-01-400-PD-01 | SPARE
C7 | Slot 05 | 4 | C7S05- | 1756-OB32 | DO | SPARE | Spare Reserve Channel | MCC | MCC Room | 1st | 325-01-400-PD-01 | SPARE
C7 | Slot 05 | 5 | C7S05- | 1756-OB32 | DO | SPARE | Spare Reserve Channel | MCC | MCC Room | 1st | 325-01-400-PD-01 | SPARE
C7 | Slot 05 | 6 | C7S05- | 1756-OB32 | DO | SPARE | Spare Reserve Channel | MCC | MCC Room | 1st | 325-01-400-PD-01 | SPARE
C7 | Slot 05 | 7 | C7S05- | 1756-OB32 | DO | SPARE | Spare Reserve Channel | MCC | MCC Room | 1st | 325-01-400-PD-01 | SPARE
C7 | Slot 05 | 8 | C7S05- | 1756-OB32 | DO | ATY-40201 | Tank Agitator | MCC | MCC Room | 1st | 325-01-400-PD-01 | ACTIVE
C7 | Slot 05 | 9 | C7S05- | 1756-OB32 | DO | ATY-40202 | Tank Agitator | MCC | MCC Room | 1st | 325-01-400-PD-01 | ACTIVE
C7 | Slot 05 | 10 | C7S05- | 1756-OB32 | DO | ATY-40203 | Tank Agitator | MCC | MCC Room | 1st | 325-01-400-PD-02 | ACTIVE
C7 | Slot 05 | 11 | C7S05- | 1756-OB32 | DO | PCY-40201 | PUMP | MCC | MCC Room | 1st | 325-01-400-PD-01 | ACTIVE
C7 | Slot 05 | 12 | C7S05- | 1756-OB32 | DO | PCY-40202 | PUMP | MCC | MCC Room | 1st | 325-01-400-PD-01 | ACTIVE
C7 | Slot 05 | 13 | C7S05- | 1756-OB32 | DO | PCY-40203 | PUMP | MCC | MCC Room | 1st | 325-01-400-PD-02 | ACTIVE
C7 | Slot 05 | 14 | C7S05- | 1756-OB32 | DO | BFY-60206 | - | MCC | MCC Room | 1st | 325-01-600-PD-08 | ACTIVE
C7 | Slot 05 | 15 | C7S05- | 1756-OB32 | DO | PCM-60205-2 | - | MCC | MCC Room | 1st | 325-01-600-PD-01 | ACTIVE
C7 | Slot 05 | 16 | C7S05- | 1756-OB32 | DO | PCM-60205-2 | - | MCC | MCC Room | 1st | 325-01-600-PD-01 | ACTIVE
C7 | Slot 05 | 17 | C7S05- | 1756-OB32 | DO | PCM-60205-3 | - | MCC | MCC Room | 1st | 325-01-600-PD-01 | ACTIVE
C7 | Slot 05 | 18 | C7S05- | 1756-OB32 | DO | PCM-60205-3 | - | MCC | MCC Room | 1st | 325-01-600-PD-01 | ACTIVE
C7 | Slot 05 | 19 | C7S05- | 1756-OB32 | DO | PCM-60205-4 | - | MCC | MCC Room | 1st | 325-01-600-PD-01 | ACTIVE
C7 | Slot 05 | 20 | C7S05- | 1756-OB32 | DO | PCM-60205-4 | - | MCC | MCC Room | 1st | 325-01-600-PD-01 | ACTIVE
C7 | Slot 05 | 21 | C7S05- | 1756-OB32 | DO | PCM-60205-5 | - | MCC | MCC Room | 1st | 325-01-600-PD-01 | ACTIVE
C7 | Slot 05 | 22 | C7S05- | 1756-OB32 | DO | PCM-60205-5 | - | MCC | MCC Room | 1st | 325-01-600-PD-01 | ACTIVE
C7 | Slot 05 | 23 | C7S05- | 1756-OB32 | DO | RVM-60201 | - | MCC | MCC Room | 1st | 325-01-600-PD-08 | ACTIVE
C7 | Slot 05 | 24 | C7S05- | 1756-OB32 | DO | RVM-60201 | - | MCC | MCC Room | 1st | 325-01-600-PD-08 | ACTIVE
C7 | Slot 05 | 25 | C7S05- | 1756-OB32 | DO | RVM-60202 | - | MCC | MCC Room | 1st | 325-01-600-PD-08 | ACTIVE
C7 | Slot 05 | 26 | C7S05- | 1756-OB32 | DO | RVM-60202 | - | MCC | MCC Room | 1st | 325-01-600-PD-08 | ACTIVE
C7 | Slot 05 | 27 | C7S05- | 1756-OB32 | DO | RVM-60203 | - | MCC | MCC Room | 1st | 325-01-600-PD-08 | ACTIVE
C7 | Slot 05 | 28 | C7S05- | 1756-OB32 | DO | RVM-60203 | - | MCC | MCC Room | 1st | 325-01-600-PD-08 | ACTIVE
C7 | Slot 05 | 29 | C7S05- | 1756-OB32 | DO | XS-60205 | - | MCC | MCC Room | 1st | 325-01-600-PD-01 | ACTIVE
C7 | Slot 05 | 30 | C7S05- | 1756-OB32 | DO | BFY-60210 | - | MCC | MCC Room | 5th | 325-01-600-PD-03 | ACTIVE
C7 | Slot 05 | 31 | C7S05- | 1756-OB32 | DO | BFY-60211 | - | MCC | MCC Room | 5th | 325-01-600-PD-03 | ACTIVE
C7 | Slot 06 | 0 | C7S06- | 1756-OB32 | DO | BFY-60240 | - | MCC | MCC Room | 5th | 325-01-600-PD-05 | ACTIVE
C7 | Slot 06 | 1 | C7S06- | 1756-OB32 | DO | PCY-60215 | PUMP | MCC | MCC Room | 5th | 325-01-600-PD-03 | ACTIVE
C7 | Slot 06 | 2 | C7S06- | 1756-OB32 | DO | XS-60240A | - | MCC | MCC Room | 4th | 325-01-600-PD-05 | ACTIVE
C7 | Slot 06 | 3 | C7S06- | 1756-OB32 | DO | XS-60241A | - | MCC | MCC Room | 4th | 325-01-600-PD-05 | ACTIVE
C7 | Slot 06 | 4 | C7S06- | 1756-OB32 | DO | XS-60242A | - | MCC | MCC Room | 3rd | 325-01-600-PD-05 | ACTIVE
C7 | Slot 06 | 4 | C7S06- | 1756-OB32 | DO | XS-60243A | - | MCC | MCC Room | 4th | 325-01-600-PD-05 | ACTIVE
C7 | Slot 06 | 6 | C7S06- | 1756-OB32 | DO | XS-60260 | - | MCC | MCC Room | 6th | 325-01-600-PD-05 | ACTIVE
C7 | Slot 06 | 7 | C7S06- | 1756-OB32 | DO | BFY-60220 | - | MCC | MCC Room | 7th | 325-01-600-PD-04 | ACTIVE
C7 | Slot 06 | 8 | C7S06- | 1756-OB32 | DO | XS-FH-60210A | - | MCC | MCC Room | 7th | 325-01-600-PD-06 | ACTIVE
C7 | Slot 06 | 9 | C7S06- | 1756-OB32 | DO | XS-FH-60210B | - | MCC | MCC Room | 7th | 325-01-600-PD-06 | ACTIVE
C7 | Slot 06 | 10 | C7S06- | 1756-OB32 | DO | BFY-61302 | - | MCC | MCC Room | 2nd | 325-01-613-PD-05 | ACTIVE
C7 | Slot 06 | 11 | C7S06- | 1756-OB32 | DO | RVM-61302 | - | MCC | MCC Room | 1st | 325-01-613-PD-03 | ACTIVE
C7 | Slot 06 | 12 | C7S06- | 1756-OB32 | DO | RVM-61302 | - | MCC | MCC Room | 1st | 325-01-613-PD-03 | ACTIVE
C7 | Slot 06 | 13 | C7S06- | 1756-OB32 | DO | RVM-61303 | - | MCC | MCC Room | 1st | 325-01-613-PD-05 | ACTIVE
C7 | Slot 06 | 14 | C7S06- | 1756-OB32 | DO | RVM-61303 | - | MCC | MCC Room | 1st | 325-01-613-PD-05 | ACTIVE
C7 | Slot 06 | 15 | C7S06- | 1756-OB32 | DO | SCM-61301 | - | MCC | MCC Room | 4th | 325-01-613-PD-01 | ACTIVE
C7 | Slot 06 | 16 | C7S06- | 1756-OB32 | DO | SCM-61301 | - | MCC | MCC Room | 4th | 325-01-613-PD-01 | ACTIVE
C7 | Slot 06 | 17 | C7S06- | 1756-OB32 | DO | SCM-61302 | - | MCC | MCC Room | 4th | 325-01-613-PD-01 | ACTIVE
C7 | Slot 06 | 18 | C7S06- | 1756-OB32 | DO | SCM-61302 | - | MCC | MCC Room | 4th | 325-01-613-PD-01 | ACTIVE
C7 | Slot 06 | 19 | C7S06- | 1756-OB32 | DO | BFY-61301 | - | MCC | MCC Room | 8th | 325-01-613-PD-01 | ACTIVE
C7 | Slot 06 | 20 | C7S06- | 1756-OB32 | DO | BFY-61303 | - | MCC | MCC Room | 9th | 325-01-613-PD-01 | ACTIVE
C7 | Slot 06 | 21 | C7S06- | 1756-OB32 | DO | BLM-61302 | - | MCC | MCC Room | 5th | 325-01-613-PD-01 | ACTIVE
C7 | Slot 06 | 22 | C7S06- | 1756-OB32 | DO | BLM-61302 | - | MCC | MCC Room | 5th | 325-01-613-PD-01 | ACTIVE
C7 | Slot 06 | 23 | C7S06- | 1756-OB32 | DO | RVM-60204 | - | MCC | MCC Room | 9th | 325-01-600-PD-08 | ACTIVE
C7 | Slot 06 | 24 | C7S06- | 1756-OB32 | DO | RVM-60204 | - | MCC | MCC Room | 9th | 325-01-600-PD-08 | ACTIVE
C7 | Slot 06 | 25 | C7S06- | 1756-OB32 | DO | RVM-61301 | - | MCC | MCC Room | 6th | 325-01-613-PD-01 | ACTIVE
C7 | Slot 06 | 26 | C7S06- | 1756-OB32 | DO | RVM-61301 | - | MCC | MCC Room | 6th | 325-01-613-PD-01 | ACTIVE
C7 | Slot 06 | 27 | C7S06- | 1756-OB32 | DO | RVM-61304 | - | MCC | MCC Room | 9th | 325-01-613-PD-01 | ACTIVE
C7 | Slot 06 | 28 | C7S06- | 1756-OB32 | DO | RVM-61304 | - | MCC | MCC Room | 9th | 325-01-613-PD-01 | ACTIVE
C7 | Slot 06 | 29 | C7S06- | 1756-OB32 | DO | RVM-61305 | - | MCC | MCC Room | 9th | 325-01-613-PD-01 | ACTIVE
C7 | Slot 06 | 30 | C7S06- | 1756-OB32 | DO | RVM-61305 | - | MCC | MCC Room | 9th | 325-01-613-PD-01 | ACTIVE
C7 | Slot 06 | 31 | C7S06- | 1756-OB32 | DO | PCY-60205 | - | JB-601 | Spray Dryer 1st Floor | 1st | 325-01-600-PD-01 | ACTIVE
C7 | Slot 07 | 8 | C7S07- | 1756-OB32 | DO | SPARE | Spare Reserve Channel | MCC | MCC Room | - | - | SPARE
C7 | Slot 07 | 9 | C7S07- | 1756-OB32 | DO | SPARE | Spare Reserve Channel | MCC | MCC Room | - | - | SPARE
C7 | Slot 07 | 10 | C7S07- | 1756-OB32 | DO | SPARE | Spare Reserve Channel | MCC | MCC Room | - | - | SPARE
C7 | Slot 07 | 11 | C7S07- | 1756-OB32 | DO | SPARE | Spare Reserve Channel | MCC | MCC Room | - | - | SPARE
C7 | Slot 07 | 12 | C7S07- | 1756-OB32 | DO | SPARE | Spare Reserve Channel | MCC | MCC Room | - | - | SPARE
C7 | Slot 07 | 13 | C7S07- | 1756-OB32 | DO | SPARE | Spare Reserve Channel | MCC | MCC Room | - | - | SPARE
C7 | Slot 07 | 14 | C7S07- | 1756-OB32 | DO | SPARE | Spare Reserve Channel | MCC | MCC Room | - | - | SPARE
C7 | Slot 07 | 15 | C7S07- | 1756-OB32 | DO | SPARE | Spare Reserve Channel | MCC | MCC Room | - | - | SPARE
C7 | Slot 07 | 16 | C7S07- | 1756-OB32 | DO | SPARE | Spare Reserve Channel | MCC | MCC Room | - | - | SPARE
C7 | Slot 07 | 17 | C7S07- | 1756-OB32 | DO | SPARE | Spare Reserve Channel | MCC | MCC Room | - | - | SPARE
C7 | Slot 07 | 18 | C7S07- | 1756-OB32 | DO | SPARE | Spare Reserve Channel | MCC | MCC Room | - | - | SPARE
C7 | Slot 07 | 19 | C7S07- | 1756-OB32 | DO | SPARE | Spare Reserve Channel | MCC | MCC Room | - | - | SPARE
C7 | Slot 07 | 20 | C7S07- | 1756-OB32 | DO | SPARE | Spare Reserve Channel | MCC | MCC Room | - | - | SPARE
C7 | Slot 07 | 21 | C7S07- | 1756-OB32 | DO | SPARE | Spare Reserve Channel | MCC | MCC Room | - | - | SPARE
C7 | Slot 07 | 22 | C7S07- | 1756-OB32 | DO | SPARE | Spare Reserve Channel | MCC | MCC Room | - | - | SPARE
C7 | Slot 07 | 23 | C7S07- | 1756-OB32 | DO | SPARE | Spare Reserve Channel | MCC | MCC Room | - | - | SPARE
C7 | Slot 07 | 24 | C7S07- | 1756-OB32 | DO | SPARE | Spare Reserve Channel | MCC | MCC Room | - | - | SPARE
C7 | Slot 07 | 25 | C7S07- | 1756-OB32 | DO | SPARE | Spare Reserve Channel | MCC | MCC Room | - | - | SPARE
C7 | Slot 07 | 26 | C7S07- | 1756-OB32 | DO | SPARE | Spare Reserve Channel | MCC | MCC Room | - | - | SPARE
C7 | Slot 07 | 27 | C7S07- | 1756-OB32 | DO | SPARE | Spare Reserve Channel | MCC | MCC Room | - | - | SPARE
C7 | Slot 07 | 28 | C7S07- | 1756-OB32 | DO | SPARE | Spare Reserve Channel | MCC | MCC Room | - | - | SPARE
C7 | Slot 07 | 29 | C7S07- | 1756-OB32 | DO | SPARE | Spare Reserve Channel | MCC | MCC Room | - | - | SPARE
C7 | Slot 07 | 30 | C7S07- | 1756-OB32 | DO | SPARE | Spare Reserve Channel | MCC | MCC Room | - | - | SPARE
C7 | Slot 07 | 31 | C7S07- | 1756-OB32 | DO | SPARE | Spare Reserve Channel | MCC | MCC Room | - | - | SPARE
C8 | Slot 01 | 0 | C8S01-X1 | 1756-IB32 | DI | AT-40201 | - | IS-JB-603 | Spray Dryer 3rd Floor | 3rd | - | ACTIVE
C8 | Slot 01 | 1 | C8S01-X1 | 1756-IB32 | DI | AT-40202 | - | IS-JB-603 | Spray Dryer 3rd Floor | 3rd | - | ACTIVE
C8 | Slot 01 | 2 | C8S01-X1 | 1756-IB32 | DI | AT-40203 | - | IS-JB-603 | Spray Dryer 3rd Floor | 3rd | - | ACTIVE
C8 | Slot 01 | 3 | C8S01-X1 | 1756-IB32 | DI | LSH-60230 | - | IS-JB-603 | Spray Dryer 3rd Floor | 1st | 325-01-600-PD-04 | ACTIVE
C8 | Slot 01 | 4 | C8S01-X1 | 1756-IB32 | DI | LSH-60231 | - | IS-JB-603 | Spray Dryer 3rd Floor | 1st | 325-01-600-PD-04 | ACTIVE
C8 | Slot 01 | 5 | C8S01-X1 | 1756-IB32 | DI | LSH-60240 | - | IS-JB-603 | Spray Dryer 3rd Floor | 1st | 325-01-600-PD-05 | ACTIVE
C8 | Slot 01 | 6 | C8S01-X1 | 1756-IB32 | DI | PD-60202 | - | IS-JB-603 | Spray Dryer 3rd Floor | 3rd | - | ACTIVE
C8 | Slot 01 | 7 | C8S01-X1 | 1756-IB32 | DI | RV-60204 | - | IS-JB-603 | Spray Dryer 3rd Floor | 3rd | - | ACTIVE
C8 | Slot 01 | 8 | C8S01-X1 | 1756-IB32 | DI | ZS-60201C | - | IS-JB-603 | Spray Dryer 3rd Floor | 4th | 325-01-600-PD-04 | ACTIVE
C8 | Slot 01 | 9 | C8S01-X1 | 1756-IB32 | DI | ZS-60201D | - | IS-JB-603 | Spray Dryer 3rd Floor | 4th | 325-01-600-PD-04 | ACTIVE
C8 | Slot 01 | 10 | C8S01-X1 | 1756-IB32 | DI | ZS-60201E | - | IS-JB-603 | Spray Dryer 3rd Floor | 1st | 325-01-600-PD-04 | ACTIVE
C8 | Slot 01 | 11 | C8S01-X1 | 1756-IB32 | DI | ZS-60229 | - | IS-JB-603 | Spray Dryer 3rd Floor | 4th | - | ACTIVE
C8 | Slot 01 | 12 | C8S01-X1 | 1756-IB32 | DI | ZS-60230 | - | IS-JB-603 | Spray Dryer 3rd Floor | 4th | - | ACTIVE
C8 | Slot 01 | 13 | C8S01-X1 | 1756-IB32 | DI | ZS-60231A | - | IS-JB-603 | Spray Dryer 3rd Floor | 4th | 325-01-600-PD-05 | ACTIVE
C8 | Slot 01 | 14 | C8S01-X1 | 1756-IB32 | DI | ZS-60231B | - | IS-JB-603 | Spray Dryer 3rd Floor | 4th | 325-01-600-PD-05 | ACTIVE
C8 | Slot 01 | 15 | C8S01-X1 | 1756-IB32 | DI | SPARE | Spare Reserve Channel | IS-JB-603 | Spray Dryer 3rd Floor | - | - | SPARE
C8 | Slot 01 | 16 | C8S01-X2 | 1756-IB32 | DI | ZS-60201A | - | IS-JB-608 | Spray Dryer 8th Floor | 6th | 325-01-600-PD-04 | ACTIVE
C8 | Slot 01 | 17 | C8S01-X2 | 1756-IB32 | DI | ZS-60201B | - | IS-JB-608 | Spray Dryer 8th Floor | 6th | 325-01-600-PD-04 | ACTIVE
C8 | Slot 01 | 18 | C8S01-X2 | 1756-IB32 | DI | ZS-60231C | - | IS-JB-608 | Spray Dryer 8th Floor | 5th | 325-01-600-PD-04 | ACTIVE
C8 | Slot 01 | 19 | C8S01-X2 | 1756-IB32 | DI | ZS-60231D | - | IS-JB-608 | Spray Dryer 8th Floor | 5th | 325-01-600-PD-04 | ACTIVE
C8 | Slot 01 | 20 | C8S01-X2 | 1756-IB32 | DI | ZS-60231E | - | IS-JB-608 | Spray Dryer 8th Floor | 5th | 325-01-600-PD-05 | ACTIVE
C8 | Slot 01 | 21 | C8S01-X2 | 1756-IB32 | DI | ZS-60231F | - | IS-JB-608 | Spray Dryer 8th Floor | 5th | 325-01-600-PD-05 | ACTIVE
C8 | Slot 01 | 22 | C8S01-X2 | 1756-IB32 | DI | ZS-60240 | - | IS-JB-608 | Spray Dryer 8th Floor | 6th | - | ACTIVE
C8 | Slot 01 | 23 | C8S01-X2 | 1756-IB32 | DI | SPARE | Spare Reserve Channel | IS-JB-608 | Spray Dryer 8th Floor | - | - | SPARE
C8 | Slot 01 | 24 | C8S01-X2 | 1756-IB32 | DI | SPARE | Spare Reserve Channel | IS-JB-608 | Spray Dryer 8th Floor | - | - | SPARE
C8 | Slot 01 | 25 | C8S01-X2 | 1756-IB32 | DI | SPARE | Spare Reserve Channel | IS-JB-608 | Spray Dryer 8th Floor | - | - | SPARE
C8 | Slot 01 | 26 | C8S01-X2 | 1756-IB32 | DI | SPARE | Spare Reserve Channel | IS-JB-608 | Spray Dryer 8th Floor | - | - | SPARE
C8 | Slot 01 | 27 | C8S01-X2 | 1756-IB32 | DI | SPARE | Spare Reserve Channel | IS-JB-608 | Spray Dryer 8th Floor | - | - | SPARE
C8 | Slot 01 | 28 | C8S01-X2 | 1756-IB32 | DI | SPARE | Spare Reserve Channel | IS-JB-608 | Spray Dryer 8th Floor | - | - | SPARE
C8 | Slot 01 | 29 | C8S01-X2 | 1756-IB32 | DI | SPARE | Spare Reserve Channel | IS-JB-608 | Spray Dryer 8th Floor | - | - | SPARE
C8 | Slot 01 | 30 | C8S01-X2 | 1756-IB32 | DI | SPARE | Spare Reserve Channel | IS-JB-608 | Spray Dryer 8th Floor | - | - | SPARE
C8 | Slot 01 | 31 | C8S01-X2 | 1756-IB32 | DI | SPARE | Spare Reserve Channel | IS-JB-608 | Spray Dryer 8th Floor | - | - | SPARE
C8 | Slot 02 | 0 | C8S02-X1 | 1756-IB32 | DI | ISV-61303 | - | IS-JB-612 | Packing Tower 2th Floor | 2nd | 325-01-613-PD-03 | ACTIVE
C8 | Slot 02 | 1 | C8S02-X1 | 1756-IB32 | DI | ISV-61304 | - | IS-JB-612 | Packing Tower 2th Floor | 2nd | 325-01-613-PD-05 | ACTIVE
C8 | Slot 02 | 2 | C8S02-X1 | 1756-IB32 | DI | LSH-61304 | - | IS-JB-612 | Packing Tower 2th Floor | 1st | 325-01-613-PD-03 | ACTIVE
C8 | Slot 02 | 3 | C8S02-X1 | 1756-IB32 | DI | LSH-61305 | - | IS-JB-612 | Packing Tower 2th Floor | 1st | 325-01-613-PD-05 | ACTIVE
C8 | Slot 02 | 4 | C8S02-X1 | 1756-IB32 | DI | LSH-61307 | - | IS-JB-612 | Packing Tower 2th Floor | 1st | - | ACTIVE
C8 | Slot 02 | 5 | C8S02-X1 | 1756-IB32 | DI | LSH-61312 | - | IS-JB-612 | Packing Tower 2th Floor | 2nd | 325-01-613-PD-05 | ACTIVE
C8 | Slot 02 | 6 | C8S02-X1 | 1756-IB32 | DI | PSE-61302 | - | IS-JB-612 | Packing Tower 2th Floor | 2nd | 325-01-613-PD-03 | ACTIVE
C8 | Slot 02 | 7 | C8S02-X1 | 1756-IB32 | DI | PSE-61303 | - | IS-JB-612 | Packing Tower 2th Floor | 2nd | 325-01-613-PD-05 | ACTIVE
C8 | Slot 02 | 9 | C8S02-X1 | 1756-IB32 | DI | RV-61301 | - | IS-JB-612 | Packing Tower 2th Floor | 2nd | - | ACTIVE
C8 | Slot 02 | 10 | C8S02-X1 | 1756-IB32 | DI | RV-61304 | - | IS-JB-612 | Packing Tower 2th Floor | 2nd | - | ACTIVE
C8 | Slot 02 | 11 | C8S02-X1 | 1756-IB32 | DI | RV-61305 | - | IS-JB-612 | Packing Tower 2th Floor | 2nd | - | ACTIVE
C8 | Slot 02 | 12 | C8S02-X1 | 1756-IB32 | DI | SC-61301 | - | IS-JB-612 | Packing Tower 2th Floor | 2nd | - | ACTIVE
C8 | Slot 02 | 13 | C8S02-X1 | 1756-IB32 | DI | SC-61302 | - | IS-JB-612 | Packing Tower 2th Floor | 2nd | - | ACTIVE
C8 | Slot 02 | 14 | C8S02-X1 | 1756-IB32 | DI | ZS-61312 | - | IS-JB-612 | Packing Tower 2th Floor | 3rd | 325-01-613-PD-01 | ACTIVE
C8 | Slot 02 | 15 | C8S02-X1 | 1756-IB32 | DI | ZS-61313 | - | IS-JB-612 | Packing Tower 2th Floor | 3rd | 325-01-613-PD-01 | ACTIVE
C8 | Slot 02 | 16 | C8S02-X2 | 1756-IB32 | DI | SPARE | Spare Reserve Channel | IS-JB-612 | Packing Tower 2th Floor | - | - | SPARE
C8 | Slot 02 | 17 | C8S02-X2 | 1756-IB32 | DI | SPARE | Spare Reserve Channel | IS-JB-612 | Packing Tower 2th Floor | - | - | SPARE
C8 | Slot 02 | 18 | C8S02-X2 | 1756-IB32 | DI | SPARE | Spare Reserve Channel | IS-JB-612 | Packing Tower 2th Floor | - | - | SPARE
C8 | Slot 02 | 19 | C8S02-X2 | 1756-IB32 | DI | SPARE | Spare Reserve Channel | IS-JB-612 | Packing Tower 2th Floor | - | - | SPARE
C8 | Slot 02 | 20 | C8S02-X2 | 1756-IB32 | DI | SPARE | Spare Reserve Channel | IS-JB-612 | Packing Tower 2th Floor | - | - | SPARE
C8 | Slot 02 | 21 | C8S02-X2 | 1756-IB32 | DI | SPARE | Spare Reserve Channel | IS-JB-612 | Packing Tower 2th Floor | - | - | SPARE
C8 | Slot 02 | 22 | C8S02-X2 | 1756-IB32 | DI | SPARE | Spare Reserve Channel | IS-JB-612 | Packing Tower 2th Floor | - | - | SPARE
C8 | Slot 02 | 23 | C8S02-X2 | 1756-IB32 | DI | SPARE | Spare Reserve Channel | IS-JB-612 | Packing Tower 2th Floor | - | - | SPARE
C8 | Slot 02 | 24 | C8S02-X2 | 1756-IB32 | DI | SPARE | Spare Reserve Channel | IS-JB-612 | Packing Tower 2th Floor | - | - | SPARE
C8 | Slot 02 | 25 | C8S02-X2 | 1756-IB32 | DI | SPARE | Spare Reserve Channel | IS-JB-612 | Packing Tower 2th Floor | - | - | SPARE
C8 | Slot 02 | 26 | C8S02-X2 | 1756-IB32 | DI | SPARE | Spare Reserve Channel | IS-JB-612 | Packing Tower 2th Floor | - | - | SPARE
C8 | Slot 02 | 27 | C8S02-X2 | 1756-IB32 | DI | SPARE | Spare Reserve Channel | IS-JB-612 | Packing Tower 2th Floor | - | - | SPARE
C8 | Slot 02 | 28 | C8S02-X2 | 1756-IB32 | DI | SPARE | Spare Reserve Channel | IS-JB-612 | Packing Tower 2th Floor | - | - | SPARE
C8 | Slot 02 | 29 | C8S02-X2 | 1756-IB32 | DI | SPARE | Spare Reserve Channel | IS-JB-612 | Packing Tower 2th Floor | - | - | SPARE
C8 | Slot 02 | 30 | C8S02-X2 | 1756-IB32 | DI | SPARE | Spare Reserve Channel | IS-JB-612 | Packing Tower 2th Floor | - | - | SPARE
C8 | Slot 02 | 31 | C8S02-X2 | 1756-IB32 | DI | SPARE | Spare Reserve Channel | IS-JB-612 | Packing Tower 2th Floor | - | - | SPARE
C8 | Slot 03 | 0 | C8S03-X1 | 1756-IB32 | DI | ISV-61301 | - | IS-JB-618 | Packing Tower 8th Floor | 9th | 325-01-613-PD-01 | ACTIVE
C8 | Slot 03 | 1 | C8S03-X1 | 1756-IB32 | DI | LSH-61301 | - | IS-JB-618 | Packing Tower 8th Floor | 7th | 325-01-613-PD-01 | ACTIVE
C8 | Slot 03 | 2 | C8S03-X1 | 1756-IB32 | DI | LSH-61303 | - | IS-JB-618 | Packing Tower 8th Floor | 7th | 325-01-613-PD-01 | ACTIVE
C8 | Slot 03 | 3 | C8S03-X1 | 1756-IB32 | DI | LSH-61306 | - | IS-JB-618 | Packing Tower 8th Floor | 9th | 325-01-613-PD-01 | ACTIVE
C8 | Slot 03 | 4 | C8S03-X1 | 1756-IB32 | DI | LSH-61308 | - | IS-JB-618 | Packing Tower 8th Floor | 8th | - | ACTIVE
C8 | Slot 03 | 5 | C8S03-X1 | 1756-IB32 | DI | LSL-61302 | - | IS-JB-618 | Packing Tower 8th Floor | 6th | 325-01-613-PD-01 | ACTIVE
C8 | Slot 03 | 6 | C8S03-X1 | 1756-IB32 | DI | PSE-61300 | - | IS-JB-618 | Packing Tower 8th Floor | 9th | 325-01-613-PD-01 | ACTIVE
C8 | Slot 03 | 7 | C8S03-X1 | 1756-IB32 | DI | PSE-61301 | - | IS-JB-618 | Packing Tower 8th Floor | 8th | 325-01-613-PD-01 | ACTIVE
C8 | Slot 03 | 8 | C8S03-X1 | 1756-IB32 | DI | PSE-61304 | - | IS-JB-618 | Packing Tower 8th Floor | 9th | 325-01-613-PD-01 | ACTIVE
C8 | Slot 03 | 9 | C8S03-X1 | 1756-IB32 | DI | PSV-61301A | - | IS-JB-618 | Packing Tower 8th Floor | 8th | 325-01-613-PD-01 | ACTIVE
C8 | Slot 03 | 10 | C8S03-X1 | 1756-IB32 | DI | PSV-61301B | - | IS-JB-618 | Packing Tower 8th Floor | 8th | 325-01-613-PD-01 | ACTIVE
C8 | Slot 03 | 11 | C8S03-X1 | 1756-IB32 | DI | ZS-61310 | - | IS-JB-618 | Packing Tower 8th Floor | 5th | 325-01-613-PD-01 | ACTIVE
C8 | Slot 03 | 12 | C8S03-X1 | 1756-IB32 | DI | ZS-61311 | - | IS-JB-618 | Packing Tower 8th Floor | 5th | 325-01-613-PD-01 | ACTIVE
C8 | Slot 03 | 13 | C8S03-X1 | 1756-IB32 | DI | SPARE | Spare Reserve Channel | IS-JB-618 | Packing Tower 8th Floor | 5th | 325-01-613-PD-01 | SPARE
C8 | Slot 03 | 14 | C8S03-X1 | 1756-IB32 | DI | SPARE | Spare Reserve Channel | IS-JB-618 | Packing Tower 8th Floor | 5th | 325-01-613-PD-01 | SPARE
C8 | Slot 03 | 15 | C8S03-X1 | 1756-IB32 | DI | SPARE | Spare Reserve Channel | IS-JB-618 | Packing Tower 8th Floor | 5th | 325-01-613-PD-01 | SPARE
C8 | Slot 03 | 16 | C8S03-X2 | 1756-IB32 | DI | SPARE | Spare Reserve Channel | IS-JB-618 | Packing Tower 8th Floor | 5th | 325-01-613-PD-01 | SPARE
C8 | Slot 03 | 17 | C8S03-X2 | 1756-IB32 | DI | SPARE | Spare Reserve Channel | IS-JB-618 | Packing Tower 8th Floor | 5th | 325-01-613-PD-01 | SPARE
C8 | Slot 03 | 18 | C8S03-X2 | 1756-IB32 | DI | SPARE | Spare Reserve Channel | IS-JB-618 | Packing Tower 8th Floor | 5th | 325-01-613-PD-01 | SPARE
C8 | Slot 03 | 19 | C8S03-X2 | 1756-IB32 | DI | SPARE | Spare Reserve Channel | IS-JB-618 | Packing Tower 8th Floor | 5th | 325-01-613-PD-01 | SPARE
C8 | Slot 03 | 20 | C8S03-X2 | 1756-IB32 | DI | SPARE | Spare Reserve Channel | IS-JB-618 | Packing Tower 8th Floor | 5th | 325-01-613-PD-01 | SPARE
C8 | Slot 03 | 21 | C8S03-X2 | 1756-IB32 | DI | SPARE | Spare Reserve Channel | IS-JB-618 | Packing Tower 8th Floor | 5th | 325-01-613-PD-01 | SPARE
C8 | Slot 03 | 22 | C8S03-X2 | 1756-IB32 | DI | SPARE | Spare Reserve Channel | IS-JB-618 | Packing Tower 8th Floor | 5th | 325-01-613-PD-01 | SPARE
C8 | Slot 03 | 23 | C8S03-X2 | 1756-IB32 | DI | SPARE | Spare Reserve Channel | IS-JB-618 | Packing Tower 8th Floor | 5th | 325-01-613-PD-01 | SPARE
C8 | Slot 03 | 24 | C8S03-X2 | 1756-IB32 | DI | SPARE | Spare Reserve Channel | IS-JB-618 | Packing Tower 8th Floor | 5th | 325-01-613-PD-01 | SPARE
C8 | Slot 03 | 25 | C8S03-X2 | 1756-IB32 | DI | SPARE | Spare Reserve Channel | IS-JB-618 | Packing Tower 8th Floor | 5th | 325-01-613-PD-01 | SPARE
C8 | Slot 03 | 26 | C8S03-X2 | 1756-IB32 | DI | SPARE | Spare Reserve Channel | IS-JB-618 | Packing Tower 8th Floor | 5th | 325-01-613-PD-01 | SPARE
C8 | Slot 03 | 27 | C8S03-X2 | 1756-IB32 | DI | SPARE | Spare Reserve Channel | IS-JB-618 | Packing Tower 8th Floor | 5th | 325-01-613-PD-01 | SPARE
C8 | Slot 03 | 28 | C8S03-X2 | 1756-IB32 | DI | SPARE | Spare Reserve Channel | IS-JB-618 | Packing Tower 8th Floor | 5th | 325-01-613-PD-01 | SPARE
C8 | Slot 03 | 29 | C8S03-X2 | 1756-IB32 | DI | SPARE | Spare Reserve Channel | IS-JB-618 | Packing Tower 8th Floor | 5th | 325-01-613-PD-01 | SPARE
C8 | Slot 03 | 30 | C8S03-X2 | 1756-IB32 | DI | SPARE | Spare Reserve Channel | IS-JB-618 | Packing Tower 8th Floor | 5th | 325-01-613-PD-01 | SPARE
C8 | Slot 03 | 31 | C8S03-X2 | 1756-IB32 | DI | SPARE | Spare Reserve Channel | IS-JB-618 | Packing Tower 8th Floor | 5th | 325-01-613-PD-01 | SPARE
C8 | Slot 04 | 8 | C8S04-X1 | 1756-OB32 | DO | XA-60201 | - | IS-JB-608 | Spray Dryer 8th Floor | 5th | 325-01-600-PD-03 | ACTIVE
C8 | Slot 04 | 9 | C8S04-X1 | 1756-OB32 | DO | SPARE | Spare Reserve Channel | IS-JB-608 | Spray Dryer 8th Floor | - | - | SPARE
C8 | Slot 04 | 10 | C8S04-X1 | 1756-OB32 | DO | SPARE | Spare Reserve Channel | IS-JB-608 | Spray Dryer 8th Floor | - | - | SPARE
C8 | Slot 04 | 11 | C8S04-X1 | 1756-OB32 | DO | SPARE | Spare Reserve Channel | IS-JB-608 | Spray Dryer 8th Floor | - | - | SPARE
C8 | Slot 04 | 12 | C8S04-X1 | 1756-OB32 | DO | SPARE | Spare Reserve Channel | IS-JB-608 | Spray Dryer 8th Floor | - | - | SPARE
C8 | Slot 04 | 13 | C8S04-X1 | 1756-OB32 | DO | SPARE | Spare Reserve Channel | IS-JB-608 | Spray Dryer 8th Floor | - | - | SPARE
C8 | Slot 04 | 14 | C8S04-X1 | 1756-OB32 | DO | SPARE | Spare Reserve Channel | IS-JB-608 | Spray Dryer 8th Floor | - | - | SPARE
C8 | Slot 04 | 15 | C8S04-X1 | 1756-OB32 | DO | SPARE | Spare Reserve Channel | IS-JB-608 | Spray Dryer 8th Floor | - | - | SPARE
C8 | Slot 05 | 0 | C8S05-X1 | 1756-IF16 | AI | PT-60230 | Pressure Transmitter | IS-JB-603 | Spray Dryer 3rd Floor | 4th | 325-01-600-PD-04 | ACTIVE
C8 | Slot 05 | 1 | C8S05-X1 | 1756-IF16 | AI | PT-60231 | Pressure Transmitter | IS-JB-603 | Spray Dryer 3rd Floor | 4th | 325-01-600-PD-04 | ACTIVE
C8 | Slot 05 | 2 | C8S05-X1 | 1756-IF16 | AI | TT-60224 | - | IS-JB-603 | Spray Dryer 3rd Floor | 4th | 325-01-600-PD-04 | ACTIVE
C8 | Slot 05 | 3 | C8S05-X1 | 1756-IF16 | AI | TT-60225 | - | IS-JB-603 | Spray Dryer 3rd Floor | 3rd | 325-01-600-PD-04 | ACTIVE
C8 | Slot 05 | 4 | C8S05-X1 | 1756-IF16 | AI | TT-60226 | - | IS-JB-603 | Spray Dryer 3rd Floor | 2nd | 325-01-600-PD-04 | ACTIVE
C8 | Slot 05 | 5 | C8S05-X1 | 1756-IF16 | AI | TT-60227 | - | IS-JB-603 | Spray Dryer 3rd Floor | 1st | 325-01-600-PD-04 | ACTIVE
C8 | Slot 05 | 6 | C8S05-X1 | 1756-IF16 | AI | TT-60230 | - | IS-JB-603 | Spray Dryer 3rd Floor | 3rd | 325-01-600-PD-04 | ACTIVE
C8 | Slot 05 | 7 | C8S05-X1 | 1756-IF16 | AI | SPARE | Spare Reserve Channel | IS-JB-603 | Spray Dryer 3rd Floor | - | - | SPARE
C8 | Slot 05 | 8 | C8S05-X1 | 1756-IF16 | AI | SPARE | Spare Reserve Channel | IS-JB-603 | Spray Dryer 3rd Floor | - | - | SPARE
C8 | Slot 05 | 9 | C8S05-X1 | 1756-IF16 | AI | SPARE | Spare Reserve Channel | IS-JB-603 | Spray Dryer 3rd Floor | - | - | SPARE
C8 | Slot 05 | 10 | C8S05-X1 | 1756-IF16 | AI | SPARE | Spare Reserve Channel | IS-JB-603 | Spray Dryer 3rd Floor | - | - | SPARE
C8 | Slot 05 | 11 | C8S05-X1 | 1756-IF16 | AI | SPARE | Spare Reserve Channel | IS-JB-603 | Spray Dryer 3rd Floor | - | - | SPARE
C8 | Slot 05 | 12 | C8S05-X1 | 1756-IF16 | AI | SPARE | Spare Reserve Channel | IS-JB-603 | Spray Dryer 3rd Floor | - | - | SPARE
C8 | Slot 05 | 13 | C8S05-X1 | 1756-IF16 | AI | SPARE | Spare Reserve Channel | IS-JB-603 | Spray Dryer 3rd Floor | - | - | SPARE
C8 | Slot 05 | 14 | C8S05-X1 | 1756-IF16 | AI | SPARE | Spare Reserve Channel | IS-JB-603 | Spray Dryer 3rd Floor | - | - | SPARE
C8 | Slot 05 | 15 | C8S05-X1 | 1756-IF16 | AI | SPARE | Spare Reserve Channel | IS-JB-603 | Spray Dryer 3rd Floor | - | - | SPARE
C8 | Slot 06 | 0 | C8S06-X1 | 1756-IF16 | AI | PT-60220 | Pressure Transmitter | IS-JB-608 | Spray Dryer 8th Floor | 6th | 325-01-600-PD-04 | ACTIVE
C8 | Slot 06 | 1 | C8S06-X1 | 1756-IF16 | AI | TT-60220 | - | IS-JB-608 | Spray Dryer 8th Floor | 6th | 325-01-600-PD-04 | ACTIVE
C8 | Slot 06 | 2 | C8S06-X1 | 1756-IF16 | AI | TT-60221 | - | IS-JB-608 | Spray Dryer 8th Floor | 6th | 325-01-600-PD-04 | ACTIVE
C8 | Slot 06 | 3 | C8S06-X1 | 1756-IF16 | AI | TT-60222 | - | IS-JB-608 | Spray Dryer 8th Floor | 5th | 325-01-600-PD-04 | ACTIVE
C8 | Slot 06 | 4 | C8S06-X1 | 1756-IF16 | AI | TT-60223 | - | IS-JB-608 | Spray Dryer 8th Floor | 5th | 325-01-600-PD-04 | ACTIVE
C8 | Slot 06 | 5 | C8S06-X1 | 1756-IF16 | AI | XT-60201 | - | IS-JB-608 | Spray Dryer 8th Floor | 5th | 325-01-600-PD-03 | ACTIVE
C8 | Slot 06 | 6 | C8S06-X1 | 1756-IF16 | AI | SPARE | Spare Reserve Channel | IS-JB-608 | Spray Dryer 8th Floor | - | - | SPARE
C8 | Slot 06 | 6 | C8S06-X1 | 1756-IF16 | AI | DPT-61310 | Differential Pressure Transmitte | IS-JB-612 | Packing Tower 2th Floor | 2nd | 325-01-613-PD-03 | ACTIVE
C8 | Slot 06 | 7 | C8S06-X1 | 1756-IF16 | AI | SPARE | Spare Reserve Channel | IS-JB-608 | Spray Dryer 8th Floor | - | - | SPARE
C8 | Slot 06 | 7 | C8S06-X1 | 1756-IF16 | AI | DPT-61312 | - | IS-JB-612 | Packing Tower 2th Floor | 2nd | 325-01-613-PD-05 | ACTIVE
C8 | Slot 06 | 14 | C8S06-X1 | 1756-IF16 | AI | SPARE | Spare Reserve Channel | IS-JB-612 | Packing Tower 2th Floor | - | - | SPARE
C8 | Slot 06 | 14 | C8S06-X1 | 1756-IF16 | AI | SPARE | Spare Reserve Channel | IS-JB-612 | Packing Tower 2th Floor | - | - | SPARE
C8 | Slot 06 | 14 | C8S06-X1 | 1756-IF16 | AI | SPARE | Spare Reserve Channel | IS-JB-612 | Packing Tower 2th Floor | - | - | SPARE
C8 | Slot 06 | 14 | C8S06-X1 | 1756-IF16 | AI | SPARE | Spare Reserve Channel | IS-JB-612 | Packing Tower 2th Floor | - | - | SPARE
C8 | Slot 06 | 14 | C8S06-X1 | 1756-IF16 | AI | SPARE | Spare Reserve Channel | IS-JB-612 | Packing Tower 2th Floor | - | - | SPARE
C8 | Slot 06 | 14 | C8S06-X1 | 1756-IF16 | AI | SPARE | Spare Reserve Channel | IS-JB-612 | Packing Tower 2th Floor | - | - | SPARE
C8 | Slot 06 | 14 | C8S06-X1 | 1756-IF16 | AI | SPARE | Spare Reserve Channel | IS-JB-612 | Packing Tower 2th Floor | - | - | SPARE
C8 | Slot 06 | 14 | C8S06-X1 | 1756-IF16 | AI | SPARE | Spare Reserve Channel | IS-JB-612 | Packing Tower 2th Floor | - | - | SPARE
C8 | Slot 07 | 4 | C8S07-X1 | 1756-IF16 | AI | DPT-61301 | Differential Pressure Transmitte | IS-JB-618 | Packing Tower 8th Floor | 8th | 325-01-613-PD-01 | ACTIVE
C8 | Slot 07 | 5 | C8S07-X1 | 1756-IF16 | AI | DPT-61302 | Differential Pressure Transmitte | IS-JB-618 | Packing Tower 8th Floor | 9th | 325-01-613-PD-01 | ACTIVE
C8 | Slot 07 | 6 | C8S07-X1 | 1756-IF16 | AI | LT-61301 | Level Transmitter | IS-JB-618 | Packing Tower 8th Floor | 8th | 325-01-613-PD-01 | ACTIVE
C8 | Slot 07 | 7 | C8S07-X1 | 1756-IF16 | AI | PT-61301 | Pressure Transmitter | IS-JB-618 | Packing Tower 8th Floor | 8th | 325-01-613-PD-01 | ACTIVE
C8 | Slot 07 | 8 | C8S07-X1 | 1756-IF16 | AI | PT-61303 | Pressure Transmitter | IS-JB-618 | Packing Tower 8th Floor | 8th | 325-01-613-PD-01 | ACTIVE
C8 | Slot 07 | 9 | C8S07-X1 | 1756-IF16 | AI | PT-61304 | Pressure Transmitter | IS-JB-618 | Packing Tower 8th Floor | 9th | 325-01-613-PD-01 | ACTIVE
C8 | Slot 07 | 10 | C8S07-X1 | 1756-IF16 | AI | PT-61305 | Pressure Transmitter | IS-JB-618 | Packing Tower 8th Floor | 9th | 325-01-613-PD-01 | ACTIVE
C8 | Slot 07 | 11 | C8S07-X1 | 1756-IF16 | AI | TT-61301 | - | IS-JB-618 | Packing Tower 8th Floor | 9th | 325-01-613-PD-01 | ACTIVE
C8 | Slot 07 | 12 | C8S07-X1 | 1756-IF16 | AI | TT-61302 | - | IS-JB-618 | Packing Tower 8th Floor | 9th | 325-01-613-PD-01 | ACTIVE
C8 | Slot 07 | 13 | C8S07-X1 | 1756-IF16 | AI | SPARE | Spare Reserve Channel | IS-JB-618 | Packing Tower 8th Floor | - | - | SPARE
C8 | Slot 07 | 14 | C8S07-X1 | 1756-IF16 | AI | SPARE | Spare Reserve Channel | IS-JB-618 | Packing Tower 8th Floor | - | - | SPARE
C8 | Slot 07 | 15 | C8S07-X1 | 1756-IF16 | AI | SPARE | Spare Reserve Channel | IS-JB-618 | Packing Tower 8th Floor | - | - | SPARE